## PVRR
PVRR Summary ($000)
| Discount Rate | 6.827%
| PVRR Base Year | 2023
| PVRR End Year | 2041
| Base Case | PVRR | 2023 | 2024 | 2025 | 2026 | 2027 | 2028 | 2029 | 2030 | 2031 | 2032 | 2033 | 2034 | 2035 | 2036 | 2037 | 2038 | 2039 | 2040 | 2041
| Discount Rate | 6.827%
| Fuel Cost | 16076577.6722 | 1840018.5198 | 1599938.2308 | 1450637.1525 | 1437934.0643 | 1427973.3122 | 1454810.9599 | 1415520.5321 | 1354484.6774 | 1292275.7634 | 1292321.5114 | 1309336.6599 | 1287509.9395 | 1266306.4833 | 1318294.3564 | 1407495.7656 | 1372006.0472 | 1398256.5942 | 1381420.4271 | 1413413.961
| FOM Cost | 2633170.347 | 458876.85 | 310821.96 | 152866.9 | 68969.56 | 52782.91 | 51092.27 | 62664.13 | 82074.04 | 105294.87 | 134305.41 | 169717.35 | 247263.96 | 318014.44 | 333741.33 | 339699.46 | 429008.61 | 516699.93 | 627918.71 | 704969.7
| VOM Cost | 1705485.2202 | 289447.69 | 161007.41 | 153041.09 | 119635.39 | 124073.05 | 132146.34 | 138034.39 | 138904.1 | 134644.52 | 134296.39 | 137595.76 | 134603.7 | 131644.19 | 139648.04 | 149127.52 | 147166.01 | 143214.54 | 144187.06 | 142643.95
| CO2 Cost | 0 | 0 | 0 | 0 | 0 | 0 | 0 | 0 | 0 | 0 | 0 | 0 | 0 | 0 | 0 | 0 | 0 | 0 | 0 | 0
| NOx Cost | 0 | 0 | 0 | 0 | 0 | 0 | 0 | 0 | 0 | 0 | 0 | 0 | 0 | 0 | 0 | 0 | 0 | 0 | 0 | 0
| SO2 Cost | 7.1939 | 0.48965 | 0.61105 | 0.62562 | 0.54785 | 0.5972 | 0.84003 | 0.8016 | 1.0799 | 1.5667 | 1.4459 | 1.4442 | 0.60614 | 0.035941 | 0.034814 | 0.041695 | 0.039068 | 0.031908 | 0.029761 | 0.028867
| Emiss Cost | 24935.3135 | 2431.2051 | 3231.4981 | 3511.4946 | 3282.0184 | 3935.2067 | 5494.1837 | 5393.9093 | 499.4445 | 475.592 | 477.7923 | 510.8298 | 542.3109 | 605.708 | 642.6833 | 749.2115 | 682.2761 | 663.1216 | 644.392 | 615.3155
| Start Cost | 138646.059 | 14233.2797 | 12515.5727 | 11719.6775 | 9843.9777 | 10159.7684 | 10133.1867 | 11201.2912 | 10920.9229 | 11373.2607 | 12078.3726 | 12585.6545 | 12293.7733 | 13286.6633 | 11616.5492 | 14495.9118 | 14149.7096 | 16558.2316 | 17783.7967 | 18200.9914
| PTC | -3394224.6469 | -39869.1251 | -72264.0735 | -101749.4816 | -120516.8655 | -165013.8276 | -194680.272 | -235211.5503 | -276833.5571 | -333336.9585 | -393349.8992 | -400658.082 | -474573.5049 | -538323.1035 | -529560.4746 | -491598.8262 | -612505.1875 | -688442.1055 | -804954.4727 | -844800.9727
| Fixed Fuel | 3885068.1925 | 359199.8513 | 359714.1443 | 359142.1028 | 357647.6028 | 341487.5796 | 339586.5063 | 338713.2651 | 338713.2651 | 338713.2651 | 339586.5063 | 338713.2651 | 338713.2651 | 338713.2651 | 339586.5063 | 338713.2651 | 338713.2651 | 351813.1123 | 362043.3828 | 361170.1416
| Purchase Cost | 1803.0358 | 0.24373 | 5.6475 | 68.0703 | 0.71226 | 38.5167 | 53.0747 | 448.2749 | 1226.7684 | 507.748 | 31.898 | 321.5766 | 38.0799 | 17.336 | 56.1267 | 37.1938 | 87.3139 | 0.24053 | 7.5281 | 40.5356
| Sales Revenue | -2.7876 | -0.2714 | -0.25601 | -0.21329 | -0.27682 | -0.27694 | -0.28932 | -0.29114 | -0.27074 | -0.22165 | -0.20692 | -0.19666 | -0.21864 | -0.20163 | -0.231 | -0.25237 | -0.23324 | -0.22638 | -0.26422 | -0.27133
| Ancillary Purch | 0.11909 | 0.0064216 | 0.0071984 | 0.005344 | 0.020825 | 0.012868 | 0.012849 | 0.031702 | 0.015846 | 0.0098371 | 0.006674 | 0.0083014 | 0.010494 | 0.0052871 | 0.0051979 | 0.0065036 | 0.0093831 | 0.0041193 | 0.0044816 | 0.0044026
| Ancillary Sale | -0.087416 | -0.0033024 | -0.0057864 | -0.0063964 | -0.0060064 | -0.010232 | -0.015088 | -0.011094 | -0.018959 | -0.0092616 | -0.0099542 | -0.0056307 | -0.0038448 | -0.0038358 | -0.0086693 | -0.0086682 | -0.0040863 | -0.0055634 | -0.0045045 | -0.0018574
| Total Cost | 21071465.6313 | 2924338.7359 | 2374970.7463 | 2029237.4174 | 1876796.7459 | 1795436.8389 | 1798636.7977 | 1736764.7735 | 1649990.4672 | 1549949.4065 | 1519749.2173 | 1568124.264 | 1546391.918 | 1530264.818 | 1614024.9178 | 1758719.2888 | 1689307.8555 | 1738763.4689 | 1729050.5896 | 1796253.3826
| Capital | 6514489.1387 | 0 | 0 | 93477.8228 | 148874.9721 | 199470.4002 | 247003.108 | 301082.4155 | 371602.6693 | 482482.2492 | 544985.1604 | 628827.8615 | 875275.753 | 1099823.2205 | 1369470.8807 | 1309169.4647 | 1760758.2318 | 1537263.2584 | 2307816.5665 | 2208124.7818
| Total Cost w/Capital | 27585954.77 | 2924338.7359 | 2374970.7463 | 2122715.2401 | 2025671.718 | 1994907.239 | 2045639.9057 | 2037847.189 | 2021593.1366 | 2032431.6558 | 2064734.3777 | 2196952.1256 | 2421667.671 | 2630088.0385 | 2983495.7985 | 3067888.7534 | 3450066.0873 | 3276026.7272 | 4036867.1561 | 4004378.1644
| ECC | 5451479.0336 | 0 | 0 | 78619.0254 | 129385.2734 | 178879.4766 | 227138.8008 | 299981.1191 | 393261.5098 | 496802.0156 | 419875.8457 | 595956.5254 | 853711.2227 | 944735.6523 | 960056.6689 | 975647.5547 | 1288032.6846 | 1398397.4209 | 1724742.9658 | 1751226.625
| Total Cost w/ECC | 26522944.6649 | 2924338.7359 | 2374970.7463 | 2107856.4428 | 2006182.0193 | 1974316.3154 | 2025775.5985 | 2036745.8926 | 2043251.977 | 2046751.4221 | 1939625.063 | 2164080.7894 | 2400103.1407 | 2475000.4704 | 2574081.5867 | 2734366.8434 | 2977340.5401 | 3137160.8898 | 3453793.5554 | 3547480.0076
| PVRR Cumulative - Capital |  | 2924338.7359 | 5147538.5308 | 7007620.9852 | 8669233.4904 | 10201038.9843 | 11671421.51 | 13042596.8355 | 14315910.3788 | 15514244.1083 | 16653827.8668 | 17788898.4918 | 18960114.6746 | 20150843.9619 | 21415255.3807 | 22632345.7199 | 23913586.789 | 25052448.7893 | 26366125.0541 | 27585954.77
| PVRR Cumulative - ECC |  | 2924338.7359 | 5147538.5308 | 6994600.5914 | 8640226.1394 | 10156220.7277 | 11612325.017 | 12982759.3299 | 14269714.8343 | 15476491.5828 | 16547024.0655 | 17665111.4855 | 18825898.1915 | 19946414.1221 | 21037314.9885 | 22122090.7859 | 23227777.1352 | 24318364.491 | 25442297.0956 | 26522944.6649
| Battery Case | PVRR | 2023 | 2024 | 2025 | 2026 | 2027 | 2028 | 2029 | 2030 | 2031 | 2032 | 2033 | 2034 | 2035 | 2036 | 2037 | 2038 | 2039 | 2040 | 2041
| Discount Rate | 6.827%
| Fuel Cost | 16077550.417 | 1840127.8282 | 1599938.2308 | 1450637.1525 | 1437592.5975 | 1425982.5437 | 1451967.8488 | 1412602.0804 | 1353535.7942 | 1292011.0021 | 1292879.1747 | 1310895.4301 | 1288893.8262 | 1268063.8651 | 1320130.0824 | 1409358.229 | 1373999.7238 | 1401297.5138 | 1383170.228 | 1416602.6553
| FOM Cost | 2627501.3614 | 458876.85 | 310821.96 | 152866.9 | 68969.56 | 55132.75 | 53385.09 | 64944.34 | 82979.07 | 103875.63 | 131908.49 | 167298.68 | 244823 | 315550.64 | 331254.09 | 337188.22 | 426472.77 | 514138.88 | 625331.79 | 702356.28
| VOM Cost | 1700546.202 | 289287.3 | 161007.41 | 153041.09 | 119673.77 | 123266.76 | 131087.57 | 136184.3 | 137677.43 | 134963.76 | 134363.09 | 137193.84 | 133949.14 | 131153.29 | 140317.87 | 149176.83 | 145344.58 | 143192.31 | 143984.81 | 141184.66
| CO2 Cost | 0 | 0 | 0 | 0 | 0 | 0 | 0 | 0 | 0 | 0 | 0 | 0 | 0 | 0 | 0 | 0 | 0 | 0 | 0 | 0
| NOx Cost | 0 | 0 | 0 | 0 | 0 | 0 | 0 | 0 | 0 | 0 | 0 | 0 | 0 | 0 | 0 | 0 | 0 | 0 | 0 | 0
| SO2 Cost | 7.1224 | 0.48772 | 0.61105 | 0.62562 | 0.54969 | 0.56583 | 0.81842 | 0.79528 | 1.0934 | 1.511 | 1.4334 | 1.4743 | 0.58208 | 0.035697 | 0.03594 | 0.042513 | 0.037633 | 0.031764 | 0.029807 | 0.029204
| Emiss Cost | 24665.2279 | 2420.5431 | 3231.4981 | 3511.4946 | 3293.7665 | 3726.6391 | 5350.5163 | 5382.0624 | 498.809 | 479.1931 | 479.2274 | 508.016 | 545.0454 | 604.8136 | 642.3098 | 749.7791 | 682.454 | 662.4843 | 644.5116 | 616.6238
| Start Cost | 137617.8235 | 13940.0189 | 12515.5727 | 11719.6775 | 9969.2738 | 9406.4524 | 9472.1175 | 10528.7456 | 10390.5252 | 11593.2501 | 12297.9776 | 12871.3481 | 12534.3844 | 13469.3805 | 11786.8776 | 14552.4864 | 14620.2499 | 16823.9578 | 18020.8118 | 18089.274
| PTC | -3393783.267 | -39869.1251 | -72264.0735 | -101749.4816 | -120516.8655 | -165013.8276 | -194680.272 | -235211.5503 | -276834.2349 | -333366.3379 | -393095.1785 | -400387.8867 | -474297.2178 | -538183.3223 | -529546.9082 | -491598.8262 | -612583.0898 | -688188.5117 | -804954.4766 | -845073.2422
| Fixed Fuel | 3885068.1925 | 359199.8513 | 359714.1443 | 359142.1028 | 357647.6028 | 341487.5796 | 339586.5063 | 338713.2651 | 338713.2651 | 338713.2651 | 339586.5063 | 338713.2651 | 338713.2651 | 338713.2651 | 339586.5063 | 338713.2651 | 338713.2651 | 351813.1123 | 362043.3828 | 361170.1416
| Purchase Cost | 1712.5097 | 0.25035 | 5.6475 | 68.0703 | 0.19137 | 31.472 | 92.2839 | 336.9227 | 990.4991 | 758.2015 | 68.1447 | 232.581 | 7.8371 | 29.1926 | 16.1668 | 82.0491 | 72.918 | 0.24056 | 0.22673 | 57.8921
| Sales Revenue | -2.7587 | -0.25988 | -0.25601 | -0.21329 | -0.27606 | -0.2848 | -0.27429 | -0.27381 | -0.26055 | -0.22258 | -0.21121 | -0.20336 | -0.21924 | -0.21137 | -0.22843 | -0.25066 | -0.23164 | -0.23037 | -0.2634 | -0.25925
| Ancillary Purch | 0.10331 | 0.0042586 | 0.0071984 | 0.005344 | 0.020385 | 0.007411 | 0.0093089 | 0.028138 | 0.0116 | 0.0094197 | 0.0068377 | 0.0070777 | 0.0093797 | 0.0042778 | 0.005028 | 0.0044955 | 0.012702 | 0.0046134 | 0.0046454 | 0.0035518
| Ancillary Sale | -0.084909 | -0.0043599 | -0.0057864 | -0.0063964 | -0.0039074 | -0.011903 | -0.011955 | -0.011228 | -0.017067 | -0.012445 | -0.0090253 | -0.0066384 | -0.0038607 | -0.0036167 | -0.0076741 | -0.0074503 | -0.0030354 | -0.0037515 | -0.0044979 | -0.0030463
| Total Cost | 21060882.849 | 2923983.7446 | 2374970.7463 | 2029237.4174 | 1876630.1865 | 1794020.6456 | 1796262.2024 | 1733480.7043 | 1647951.9851 | 1549029.2493 | 1518488.6523 | 1567326.5451 | 1545169.6489 | 1529400.9496 | 1614186.7996 | 1758221.8215 | 1687322.6867 | 1739739.7893 | 1728241.0508 | 1795004.0551
| Capital | 6536134.3775 | 0 | 0 | 93477.8228 | 148874.9721 | 171622.6577 | 272100.8209 | 324450.3315 | 410176.2084 | 504768.0332 | 536096.0391 | 620885.3459 | 868073.9239 | 1093211.3592 | 1363254.743 | 1303155.3732 | 1754881.9361 | 1531524.753 | 2302215.8316 | 2202661.8272
| Total Cost w/Capital | 27597017.2266 | 2923983.7446 | 2374970.7463 | 2122715.2401 | 2025505.1587 | 1965643.3033 | 2068363.0233 | 2057931.0358 | 2058128.1935 | 2053797.2825 | 2054584.6914 | 2188211.8911 | 2413243.5728 | 2622612.3088 | 2977441.5427 | 3061377.1947 | 3442204.6228 | 3271264.5423 | 4030456.8825 | 3997665.8823
| ECC | 5475315.5248 | 0 | 0 | 78619.0254 | 129385.2734 | 194601.0938 | 242898.5547 | 315782.707 | 399293.2031 | 493036.2168 | 417303 | 593324.668 | 851018.9609 | 941981.5957 | 957239.4424 | 972765.6572 | 1285084.6807 | 1395381.6768 | 1721658.042 | 1748070.9326
| Total Cost w/ECC | 26536198.3739 | 2923983.7446 | 2374970.7463 | 2107856.4428 | 2006015.46 | 1988621.7393 | 2039160.7571 | 2049263.4113 | 2047245.1882 | 2042065.4661 | 1935791.6523 | 2160651.2131 | 2396188.6098 | 2471382.5453 | 2571426.242 | 2730987.4787 | 2972407.3673 | 3135121.4661 | 3449899.0928 | 3543074.9877
| PVRR Cumulative - Capital |  | 2923983.7446 | 5147183.5395 | 7007265.9939 | 8668741.8742 | 10178076.8208 | 11664792.4631 | 13049481.3019 | 14345806.6877 | 15556737.7172 | 16690719.5843 | 17821274.5062 | 18988416.4553 | 20175761.2283 | 21437606.8416 | 22652113.9205 | 23930435.5003 | 25067641.9977 | 26379232.2329 | 27597017.2266
| PVRR Cumulative - ECC |  | 2923983.7446 | 5147183.5395 | 6994245.6001 | 8639734.5232 | 10166713.6459 | 11632439.0337 | 13011295.8196 | 14300766.4739 | 15504780.3551 | 16573197.0728 | 17689512.5783 | 18848406.0593 | 19967284.0335 | 21057059.5595 | 22140494.6981 | 23244349.0293 | 24334227.4098 | 25456892.6794 | 26536198.3739

## Capital Revenue Requirements
Capital Revenue Requirements ($000)
Base Case
Resource | 2023 | 2024 | 2025 | 2026 | 2027 | 2028 | 2029 | 2030 | 2031 | 2032 | 2033 | 2034 | 2035 | 2036 | 2037 | 2038 | 2039 | 2040 | 2041
New Battery 4 Hours - In Energy Community | [10 empty] | 0 | -168179.1699 | 91605.863 | 85292.1638 | 80398.2029 | 76036.6501 | 72074.4001 | 68910.7556 | 66146.4158
New Battery 4 Hours - No Energy Community | [6 empty] | 0 | -16546.4443 | -1453.6462 | -19929.8611 | -78447.2393 | 98763.7119 | 105777.623 | 418519.7031 | 393613.2031 | 372691.0312 | 183660.1992 | 492166.3022 | 467130.396
New CT | [7 empty] | 0 | 0 | 0 | 0 | 94726.0065 | 92047.8776 | 89074.7409 | 86251.6042 | 83563.4675 | 80996.8307 | 78515.0026 | 76060.4401
New CT 6th | [7 empty] | 0 | 0 | 0 | 0 | 18945.1977 | 18409.5727 | 17814.9447 | 17250.3168 | 16712.6889 | 16199.3608 | 15702.9955 | 15212.0834
New CT Ave | [12 empty] | 0 | 0 | 0 | 0 | 23287.5764 | 22629.1828 | 21898.2619
New Nuclear GE X300 | [7 empty] | 0 | 0 | 0 | 0 | 0 | 0 | 0 | 0 | 503858.229 | 473976.9165 | 961205.1699 | 910575.5449
New Nuclear GE X300 PTC | [15 empty] | 0 | 0 | 0 | 0
New Solar Utility Owned 1 | 0 | 0 | 31159.2743 | 29184.5067 | 27231.6629 | 25840.0653 | 24658.9373 | 23635.661 | 22928.0877 | 22378.3661 | 21828.6434 | 21278.9217 | 20729.1991 | 20179.4774 | 19629.7557 | 19080.0331 | 18530.3114 | 17980.5892 | 17430.867
New Solar Utility Owned 1 PTC |  |  | 0 | 0 | 0 | 0 | 0 | 0 | 0 | 0 | 0 | 0 | 0 | 0 | 0 | 0 | 0 | 0 | 0
New Solar Utility Owned 2 | 0 | 0 | 62318.5485 | 58369.0134 | 54463.3259 | 51680.1306 | 49317.8747 | 47271.322 | 45856.1755 | 44756.7321 | 43657.2868 | 42557.8434 | 41458.3981 | 40358.9548 | 39259.5114 | 38160.0661 | 37060.6227 | 35961.1784 | 34861.7341
New Solar Utility Owned 2 PTC |  |  | 0 | 0 | 0 | 0 | 0 | 0 | 0 | 0 | 0 | 0 | 0 | 0 | 0 | 0 | 0 | 0 | 0
New Solar Utility Owned 3 |  |  | 0 | 0 | 60340.3069 | 115891.007 | 152164.9897 | 200461.9354 | 259845.9565 | 329069.7788 | 311797.5444 | 297375.3257 | 285970.7319 | 276292.8257 | 268045.6069 | 261002.6069 | 254382.6069 | 247762.6069 | 241142.5913
New Solar Utility Owned 3 PTC |  |  |  |  | 0 | 0 | 0 | 0 | 0 | 0 | 0 | 0 | 0 | 0 | 0 | 0 | 0 | 0 | 0
New Solar Utility Owned 4 |  | 0 | 0 | 61321.4521 | 57435.1044 | 53591.9052 | 50853.2451 | 48528.788 | 46514.9814 | 45122.4755 | 44040.624 | 42958.7704 | 41876.9189 | 40795.0654 | 39713.2119 | 38631.3603 | 37549.5068 | 36467.6533 | 35385.8017
New Solar Utility Owned 4 PTC |  |  |  | 0 | 0 | 0 | 0 | 0 | 0 | 0 | 0 | 0 | 0 | 0 | 0 | 0 | 0 | 0 | 0
New Solar Utility Owned 6 | [8 empty] | 0 | 0 | 169116.1614 | 315390.1094 | 294841.4844 | 277449.4844 | 264027.5469 | 252522.7812 | 243526.7969 | 236978.1875 | 231224.8906
New Solar Utility Owned 6 PTC | [10 empty] | 0 | 0 | 0 | 0 | 0 | 0 | 0 | 0 | 0
New Solar+Storage 1 |  |  |  |  | 0 | 0 | 24087.3687 | 68251.4072 | 108790.6943 | 123587.6689 | 116834.8408 | 111459.0361 | 107105.5518 | 103693.5205 | 100980.5049 | 98499.3174 | 96018.1299 | 93536.9424 | 91055.7549
New Solar+Storage 1 PTC + ITC | [6 empty] | 0 | 0 | 0 | 0 | 0 | 0 | 0 | 0 | 0 | 0 | 0 | 0 | 0
| 0 | 0 | 93477.8228 | 148874.9721 | 199470.4002 | 247003.108 | 301082.4155 | 371602.6693 | 482482.2492 | 544985.1604 | 628827.8615 | 875275.753 | 1099823.2205 | 1369470.8807 | 1309169.4647 | 1760758.2318 | 1537263.2584 | 2307816.5665 | 2208124.7818
Battery Case
Resource | 2023 | 2024 | 2025 | 2026 | 2027 | 2028 | 2029 | 2030 | 2031 | 2032 | 2033 | 2034 | 2035 | 2036 | 2037 | 2038 | 2039 | 2040 | 2041
New Battery 2 Hours |  |  |  | 0 | -27847.7424 | 25097.7129 | 23367.916 | 22027.0948 | 20832.1377 | 19746.5801 | 18879.8203 | 18122.46 | 17365.0996 | 16607.7393 | 15850.3792 | 15093.0188 | 14335.6587 | 13578.2984 | 12820.938
New Battery 4 Hours - In Energy Community | [10 empty] | 0 | -168179.1699 | 91605.863 | 85292.1638 | 80398.2029 | 76036.6501 | 72074.4001 | 68910.7556 | 66146.4158
New Battery 4 Hours - No Energy Community | [8 empty] | 0 | -48565.5625 | -105269.5752 | 73439.4229 | 81800.6621 | 395695.8262 | 371748.7324 | 351721.7168 | 163586.0352 | 472987.269 | 448846.5034
New CT | [7 empty] | 0 | 0 | 0 | 0 | 94726.0065 | 92047.8776 | 89074.7409 | 86251.6042 | 83563.4675 | 80996.8307 | 78515.0026 | 76060.4401
New CT 6th | [7 empty] | 0 | 0 | 0 | 0 | 18945.1977 | 18409.5727 | 17814.9447 | 17250.3168 | 16712.6889 | 16199.3608 | 15702.9955 | 15212.0834
New CT Ave | [12 empty] | 0 | 0 | 0 | 0 | 23287.5764 | 22629.1828 | 21898.2619
New Nuclear GE X300 | [7 empty] | 0 | 0 | 0 | 0 | 0 | 0 | 0 | 0 | 503858.229 | 473976.9165 | 961205.1699 | 910575.5449
New Nuclear GE X300 PTC | [15 empty] | 0 | 0 | 0 | 0
New Solar Utility Owned 1 | 0 | 0 | 31159.2743 | 29184.5067 | 27231.6629 | 25840.0653 | 24658.9373 | 23635.661 | 22928.0877 | 22378.3661 | 21828.6434 | 21278.9217 | 20729.1991 | 20179.4774 | 19629.7557 | 19080.0331 | 18530.3114 | 17980.5892 | 17430.867
New Solar Utility Owned 1 PTC |  |  | 0 | 0 | 0 | 0 | 0 | 0 | 0 | 0 | 0 | 0 | 0 | 0 | 0 | 0 | 0 | 0 | 0
New Solar Utility Owned 2 | 0 | 0 | 62318.5485 | 58369.0134 | 54463.3259 | 51680.1306 | 49317.8747 | 47271.322 | 45856.1755 | 44756.7321 | 43657.2868 | 42557.8434 | 41458.3981 | 40358.9548 | 39259.5114 | 38160.0661 | 37060.6227 | 35961.1784 | 34861.7341
New Solar Utility Owned 2 PTC |  |  | 0 | 0 | 0 | 0 | 0 | 0 | 0 | 0 | 0 | 0 | 0 | 0 | 0 | 0 | 0 | 0 | 0
New Solar Utility Owned 3 |  |  | 0 | 0 | 60340.3069 | 115891.007 | 152164.9897 | 200461.9354 | 259845.9565 | 329069.7788 | 311797.5444 | 297375.3257 | 285970.7319 | 276292.8257 | 268045.6069 | 261002.6069 | 254382.6069 | 247762.6069 | 241142.5913
New Solar Utility Owned 3 PTC |  |  |  |  | 0 | 0 | 0 | 0 | 0 | 0 | 0 | 0 | 0 | 0 | 0 | 0 | 0 | 0 | 0
New Solar Utility Owned 4 |  | 0 | 0 | 61321.4521 | 57435.1044 | 53591.9052 | 50853.2451 | 48528.788 | 46514.9814 | 45122.4755 | 44040.624 | 42958.7704 | 41876.9189 | 40795.0654 | 39713.2119 | 38631.3603 | 37549.5068 | 36467.6533 | 35385.8017
New Solar Utility Owned 4 PTC |  |  |  | 0 | 0 | 0 | 0 | 0 | 0 | 0 | 0 | 0 | 0 | 0 | 0 | 0 | 0 | 0 | 0
New Solar Utility Owned 6 | [8 empty] | 0 | 0 | 169116.1614 | 315390.1094 | 294841.4844 | 277449.4844 | 264027.5469 | 252522.7812 | 243526.7969 | 236978.1875 | 231224.8906
New Solar Utility Owned 6 PTC | [10 empty] | 0 | 0 | 0 | 0 | 0 | 0 | 0 | 0 | 0
New Solar+Storage 1 |  |  |  |  | 0 | 0 | 24087.3687 | 68251.4072 | 108790.6943 | 123587.6689 | 116834.8408 | 111459.0361 | 107105.5518 | 103693.5205 | 100980.5049 | 98499.3174 | 96018.1299 | 93536.9424 | 91055.7549
New Solar+Storage 1 PTC + ITC | [6 empty] | 0 | 0 | 0 | 0 | 0 | 0 | 0 | 0 | 0 | 0 | 0 | 0 | 0
| 0 | 0 | 93477.8228 | 148874.9721 | 171622.6577 | 272100.8209 | 324450.3315 | 410176.2084 | 504768.0332 | 536096.0391 | 620885.3459 | 868073.9239 | 1093211.3592 | 1363254.743 | 1303155.3732 | 1754881.9361 | 1531524.753 | 2302215.8316 | 2202661.8272

## System
System Totals
Base Case
System Output | BA/Company | 2023 | 2024 | 2025 | 2026 | 2027 | 2028 | 2029 | 2030 | 2031 | 2032 | 2033 | 2034 | 2035 | 2036 | 2037 | 2038 | 2039 | 2040 | 2041
Curtailed Energy (GWh) | DEF | 2023: 0.45848; 2030: 0.10495
Energy Not Served (GWh) | DEF |  | 0.004689 | 0.062258 | 0.000466 | 0.03147 | 0.047206 | 0.44639 | 1.3242 | 0.56343 | 0.034446 | 0.34166 | 0.039654 | 0.017596 | 0.056564 | 0.03678 | 0.084547 |  | 0.00675 | 0.036358
Peak Load - Winter (MW) | DEF | 9346.54 | 10336.3496 | 10146.1602 | 10176.4404 | 10205.8896 | 9633.4902 | 9705.6699 | 9799.7803 | 9860.7002 | 9994.46 | 10123.5303 | 10282.04 | 10455.5996 | 9903.6904 | 10087.3896 | 10284.3799 | 10485.6201 | 10687.3604 | 10659.1104
Coincident Peak Load - Winter (MW) | DEF | 9346.54 | 10336.3496 | 10146.1602 | 10176.4404 | 10205.8896 | 9633.4902 | 9705.6699 | 9799.7803 | 9860.7002 | 9994.46 | 10123.5303 | 10282.04 | 10455.5996 | 9903.6904 | 10087.3896 | 10284.3799 | 10485.6201 | 10687.3604 | 10659.1104
Firm Capacity - Winter (MW) | DEF | 13729.645 | 13651.7744 | 13459.0804 | 13243.5823 | 13336.0679 | 12249.3231 | 12255.4487 | 12329.3205 | 12448.1105 | 12566.9018 | 12707.8741 | 13119.2977 | 12963.5478 | 13163.3416 | 12801.1627 | 12808.1804 | 13033.2683 | 13158.9696 | 13732.6255
Reserve Margin - Winter (%) | DEF | 46.9% | 32.08% | 32.65% | 30.14% | 30.67% | 27.15% | 26.27% | 25.81% | 26.24% | 25.74% | 25.53% | 27.59% | 23.99% | 32.91% | 26.9% | 24.54% | 24.3% | 23.13% | 28.83%
Peak Load - Summer (MW) | DEF | 9076.1797 | 9715.3496 | 9559.9297 | 9649.7402 | 9707.6797 | 9776.2402 | 9867.0303 | 9980.0801 | 10061.5 | 10226.8896 | 10346.4297 | 10520.7197 | 10700.0898 | 10172.2803 | 10366.71 | 10584.0303 | 10805.8203 | 11028.6104 | 11230.7305
Coincident Peak Load - Summer (MW) | DEF | 9076.1797 | 9715.3496 | 9559.9297 | 9649.7402 | 9707.6797 | 9776.2402 | 9867.0303 | 9980.0801 | 10061.5 | 10226.8896 | 10346.4297 | 10520.7197 | 10700.0898 | 10172.2803 | 10366.71 | 10584.0303 | 10805.8203 | 11028.6104 | 11230.7305
Firm Capacity - Summer (MW) | DEF | 12806.6696 | 12351.4315 | 12866.0476 | 12700.4593 | 11809.9848 | 11855.5178 | 11892.8888 | 11984.4602 | 12085.1868 | 12285.0228 | 12745.1969 | 12656.745 | 12884.5253 | 12586.3365 | 12585.1788 | 12848.0526 | 12976.7574 | 13545.693 | 13544.6582
Reserve Margin - Summer (%) | DEF | 40.4% | 27.13% | 34.58% | 31.61% | 21.66% | 21.27% | 20.53% | 20.08% | 20.11% | 20.12% | 23.18% | 20.3% | 20.42% | 23.73% | 21.4% | 21.39% | 20.09% | 22.82% | 20.6%
Coincident Peak Load - Annual (MW) | DEF | 9346.54 | 10336.3496 | 10146.1602 | 10176.4404 | 10205.8896 | 9776.2402 | 9867.0303 | 9980.0801 | 10061.5 | 10226.8896 | 10346.4297 | 10520.7197 | 10700.0898 | 10172.2803 | 10366.71 | 10584.0303 | 10805.8203 | 11028.6104 | 11230.7305
Firm Capacity - Annual (MW) | DEF | 13729.645 | 13651.7744 | 13459.0804 | 13243.5823 | 13336.0679 | 11855.5178 | 11892.8888 | 11984.4602 | 12085.1868 | 12285.0228 | 12745.1969 | 12656.745 | 12884.5253 | 12586.3365 | 12585.1788 | 12848.0526 | 12976.7574 | 13545.693 | 13544.6582
Reserve Margin - Annual (%) | DEF | 46.9% | 32.08% | 32.65% | 30.14% | 30.67% | 21.27% | 20.53% | 20.08% | 20.11% | 20.12% | 23.18% | 20.3% | 20.42% | 23.73% | 21.4% | 21.39% | 20.09% | 22.82% | 20.6%
RTC Price ($/MWh) | DEF | 56.6583 | 49.1681 | 43.8183 | 44.9797 | 45.4522 | 49.1259 | 53.1918 | 48.7982 | 43.005 | 40.8515 | 42.5945 | 41.872 | 43.5432 | 45.8499 | 51.5477 | 50.4301 | 49.8353 | 52.2103 | 53.1833
On-Peak Price ($/MWh) | DEF | 63.2167 | 55.4598 | 47.3414 | 49.9094 | 50.8034 | 56.5153 | 64.2903 | 55.0648 | 47.168 | 43.1118 | 45.1485 | 42.5909 | 44.3197 | 47.2596 | 53.3888 | 52.0239 | 49.5727 | 52.8856 | 50.0804
Off-Peak Price ($/MWh) | DEF | 50.9826 | 43.671 | 40.7468 | 40.6504 | 40.7527 | 42.7167 | 43.5162 | 43.3351 | 39.3757 | 38.8621 | 40.368 | 41.2498 | 42.8662 | 44.6181 | 49.9308 | 49.0304 | 50.0643 | 51.6247 | 55.8884
Total Load (GWh) | Duke Energy Florida | 42897.135 | 44352.3569 | 43744.0381 | 43797.6658 | 43852.5164 | 44161.2988 | 44411.1843 | 44761.3965 | 44357.7817 | 44704.9419 | 45127.5562 | 45670.2822 | 46273.5342 | 46915.8696 | 47537.9043 | 48216.842 | 48924.4912 | 49640.7629 | 50275.3884
Energy Not Served Cost ($000) | Duke Energy Florida |  | 5.3694 | 67.8264 | 0.52305 | 38.2996 | 52.8433 | 448.0377 | 1226.5363 | 507.5368 | 31.7075 | 321.3889 | 37.91 | 17.1265 | 55.9226 | 36.961 | 87.0868 |  | 7.3047 | 40.3297
Total Fixed Cost ($000) | Duke Energy Florida | 458876.9258 | 310821.9473 | 152866.9111 | 68969.5552 | 52782.8877 | 51092.269 | 62664.1323 | 82074.0273 | 105294.8828 | 134305.3945 | 169717.3496 | 247263.957 | 318014.4141 | 333741.3086 | 339699.4707 | 429008.6094 | 516699.9414 | 627918.8047 | 704969.6602
Purchases (GWh) | Duke Energy Florida | 0.0044206 | 0.010656 | 0.067924 | 0.0048528 | 0.036093 | 0.052043 | 0.45119 | 1.3293 | 0.56847 | 0.039369 | 0.34661 | 0.04385 | 0.022393 | 0.061345 | 0.041669 | 0.089339 | 0.0052242 | 0.011869 | 0.040923
Sales (GWh) | Duke Energy Florida | 0.0041896 | 0.0044535 | 0.0046846 | 0.0057609 | 0.0055177 | 0.0055759 | 0.0052959 | 0.0054116 | 0.0051765 | 0.0051817 | 0.0049555 | 0.0053387 | 0.0050289 | 0.005056 | 0.005111 | 0.005208 | 0.0049782 | 0.005367 | 0.0055085
Purchases % of Total Load | Duke Energy Florida | 1.031e-05% | 2.403e-05% | 0.0001553% | 1.108e-05% | 8.231e-05% | 0.0001178% | 0.001016% | 0.00297% | 0.001282% | 8.806e-05% | 0.0007681% | 9.602e-05% | 4.839e-05% | 0.0001308% | 8.765e-05% | 0.0001853% | 1.068e-05% | 2.391e-05% | 8.14e-05%
Sales % of Total Load | Duke Energy Florida | 9.767e-06% | 1.004e-05% | 1.071e-05% | 1.315e-05% | 1.258e-05% | 1.263e-05% | 1.192e-05% | 1.209e-05% | 1.167e-05% | 1.159e-05% | 1.098e-05% | 1.169e-05% | 1.087e-05% | 1.078e-05% | 1.075e-05% | 1.08e-05% | 1.018e-05% | 1.081e-05% | 1.096e-05%
Purchase Cost ($000) | Duke Energy Florida | 0.24373 | 5.6475 | 68.0703 | 0.71226 | 38.5167 | 53.0747 | 448.2749 | 1226.7684 | 507.748 | 31.898 | 321.5766 | 38.0799 | 17.336 | 56.1267 | 37.1938 | 87.3139 | 0.24053 | 7.5281 | 40.5356
Sales Revenue ($000) | Duke Energy Florida | -0.2714 | -0.25601 | -0.21329 | -0.27682 | -0.27694 | -0.28932 | -0.29114 | -0.27074 | -0.22165 | -0.20692 | -0.19666 | -0.21864 | -0.20163 | -0.231 | -0.25237 | -0.23324 | -0.22638 | -0.26422 | -0.27133
Ancillary Purchases ($000) | Duke Energy Florida | 0.0064216 | 0.0071984 | 0.005344 | 0.020825 | 0.012868 | 0.012849 | 0.031702 | 0.015846 | 0.0098371 | 0.006674 | 0.0083014 | 0.010494 | 0.0052871 | 0.0051979 | 0.0065036 | 0.0093831 | 0.0041193 | 0.0044816 | 0.0044026
Ancillary Sales ($000) | Duke Energy Florida | -0.0033024 | -0.0057864 | -0.0063964 | -0.0060064 | -0.010232 | -0.015088 | -0.011094 | -0.018959 | -0.0092616 | -0.0099542 | -0.0056307 | -0.0038448 | -0.0038358 | -0.0086693 | -0.0086682 | -0.0040863 | -0.0055634 | -0.0045045 | -0.0018574
Total Fixed Fuel Cost ($000) | Duke Energy Florida | 359199.8513 | 359714.1443 | 359142.1028 | 357647.6028 | 341487.5796 | 339586.5063 | 338713.2651 | 338713.2651 | 338713.2651 | 339586.5063 | 338713.2651 | 338713.2651 | 338713.2651 | 339586.5063 | 338713.2651 | 338713.2651 | 351813.1123 | 362043.3828 | 361170.1416
Capacity Revenue ($000) | Duke Energy Florida
Total Operating Cost ($000) | Duke Energy Florida | 2924338.8682 | 2374970.6474 | 2029237.4041 | 1876796.8106 | 1795436.7405 | 1798636.7175 | 1736764.702 | 1649990.4131 | 1549949.4064 | 1519749.1596 | 1568124.2978 | 1546391.8748 | 1530264.827 | 1614024.849 | 1758719.2805 | 1689307.9442 | 1738763.4926 | 1729050.6865 | 1796253.3539
Objective Value ($000) | System | 1738049.8451 | 1502982.7303 | 1392126.121 | 1419227.9288 | 1419052.5429 | 1484637.0617 | 1488743.5714 | 1471293.9534 | 1442988.6047 | 1298116.8641 | 1490992.6142 | 1632020.3279 | 1632212.7127 | 1705724.633 | 1872099.5955 | 2002547.0291 | 2053621.5342 | 2239871.2097 | 2255204.335
Production Tax Credits ($000) | Duke Energy Florida | -39869.1251 | -72264.0735 | -101749.4816 | -120516.8655 | -165013.8276 | -194680.272 | -235211.5503 | -276833.5571 | -333336.9585 | -393349.8992 | -400658.082 | -474573.5049 | -538323.1035 | -529560.4746 | -491598.8262 | -612505.1875 | -688442.1055 | -804954.4727 | -844800.9727
Battery Case
System Output | BA/Company | 2023 | 2024 | 2025 | 2026 | 2027 | 2028 | 2029 | 2030 | 2031 | 2032 | 2033 | 2034 | 2035 | 2036 | 2037 | 2038 | 2039 | 2040 | 2041
Curtailed Energy (GWh) | DEF | 2023: 0.45848; 2030: 0.054948
Energy Not Served (GWh) | DEF |  | 0.004689 | 0.062258 |  | 0.025691 | 0.082235 | 0.33545 | 1.0691 | 0.84146 | 0.073836 | 0.24704 | 0.008019 | 0.029776 | 0.016145 | 0.081416 | 0.070581 |  |  | 0.052007
Peak Load - Winter (MW) | DEF | 9346.54 | 10336.3496 | 10146.1602 | 10176.4404 | 10205.8896 | 9633.4902 | 9705.6699 | 9799.7803 | 9860.7002 | 9994.46 | 10123.5303 | 10282.04 | 10455.5996 | 9903.6904 | 10087.3896 | 10284.3799 | 10485.6201 | 10687.3604 | 10659.1104
Coincident Peak Load - Winter (MW) | DEF | 9346.54 | 10336.3496 | 10146.1602 | 10176.4404 | 10205.8896 | 9633.4902 | 9705.6699 | 9799.7803 | 9860.7002 | 9994.46 | 10123.5303 | 10282.04 | 10455.5996 | 9903.6904 | 10087.3896 | 10284.3799 | 10485.6201 | 10687.3604 | 10659.1104
Firm Capacity - Winter (MW) | DEF | 13729.645 | 13651.7744 | 13459.0804 | 13243.5823 | 13426.0679 | 12339.3231 | 12345.4487 | 12419.3205 | 12493.1105 | 12566.9018 | 12707.8741 | 13119.2977 | 12963.5478 | 13163.3416 | 12801.1627 | 12808.1804 | 13033.2683 | 13158.9696 | 13732.6255
Reserve Margin - Winter (%) | DEF | 46.9% | 32.08% | 32.65% | 30.14% | 31.55% | 28.09% | 27.2% | 26.73% | 26.7% | 25.74% | 25.53% | 27.59% | 23.99% | 32.91% | 26.9% | 24.54% | 24.3% | 23.13% | 28.83%
Peak Load - Summer (MW) | DEF | 9076.1797 | 9715.3496 | 9559.9297 | 9649.7402 | 9707.6797 | 9776.2402 | 9867.0303 | 9980.0801 | 10061.5 | 10226.8896 | 10346.4297 | 10520.7197 | 10700.0898 | 10172.2803 | 10366.71 | 10584.0303 | 10805.8203 | 11028.6104 | 11230.7305
Coincident Peak Load - Summer (MW) | DEF | 9076.1797 | 9715.3496 | 9559.9297 | 9649.7402 | 9707.6797 | 9776.2402 | 9867.0303 | 9980.0801 | 10061.5 | 10226.8896 | 10346.4297 | 10520.7197 | 10700.0898 | 10172.2803 | 10366.71 | 10584.0303 | 10805.8203 | 11028.6104 | 11230.7305
Firm Capacity - Summer (MW) | DEF | 12806.6696 | 12351.4315 | 12866.0476 | 12700.4593 | 11899.9848 | 11945.5178 | 11982.8888 | 12029.4602 | 12085.1868 | 12285.0228 | 12745.1969 | 12656.745 | 12884.5253 | 12586.3365 | 12585.1788 | 12848.0526 | 12976.7574 | 13545.693 | 13544.6582
Reserve Margin - Summer (%) | DEF | 40.4% | 27.13% | 34.58% | 31.61% | 22.58% | 22.19% | 21.44% | 20.53% | 20.11% | 20.12% | 23.18% | 20.3% | 20.42% | 23.73% | 21.4% | 21.39% | 20.09% | 22.82% | 20.6%
Coincident Peak Load - Annual (MW) | DEF | 9346.54 | 10336.3496 | 10146.1602 | 10176.4404 | 10205.8896 | 9776.2402 | 9867.0303 | 9980.0801 | 10061.5 | 10226.8896 | 10346.4297 | 10520.7197 | 10700.0898 | 10172.2803 | 10366.71 | 10584.0303 | 10805.8203 | 11028.6104 | 11230.7305
Firm Capacity - Annual (MW) | DEF | 13729.645 | 13651.7744 | 13459.0804 | 13243.5823 | 13426.0679 | 11945.5178 | 11982.8888 | 12029.4602 | 12085.1868 | 12285.0228 | 12745.1969 | 12656.745 | 12884.5253 | 12586.3365 | 12585.1788 | 12848.0526 | 12976.7574 | 13545.693 | 13544.6582
Reserve Margin - Annual (%) | DEF | 46.9% | 32.08% | 32.65% | 30.14% | 31.55% | 22.19% | 21.44% | 20.53% | 20.11% | 20.12% | 23.18% | 20.3% | 20.42% | 23.73% | 21.4% | 21.39% | 20.09% | 22.82% | 20.6%
RTC Price ($/MWh) | DEF | 56.3756 | 49.1681 | 43.8183 | 44.7322 | 45.4236 | 47.7257 | 51.1446 | 46.963 | 43.8926 | 41.0059 | 42.2936 | 41.369 | 43.5147 | 47.2199 | 51.6953 | 49.2831 | 50.8357 | 52.0659 | 51.7927
On-Peak Price ($/MWh) | DEF | 62.6336 | 55.4598 | 47.3414 | 50.2398 | 50.0876 | 55.2443 | 61.0562 | 51.9915 | 47.8368 | 42.9803 | 44.6511 | 42.061 | 43.6512 | 48.7608 | 52.7506 | 48.7943 | 49.6842 | 51.9864 | 49.1109
Off-Peak Price ($/MWh) | DEF | 50.9599 | 43.671 | 40.7468 | 39.8954 | 41.3277 | 41.2044 | 42.5037 | 42.5792 | 40.4541 | 39.2682 | 40.2384 | 40.7702 | 43.3957 | 45.8735 | 50.7684 | 49.7123 | 51.8396 | 52.1349 | 54.1307
Total Load (GWh) | Duke Energy Florida | 42897.135 | 44352.3569 | 43744.0381 | 43797.6658 | 43852.5164 | 44161.2988 | 44411.1843 | 44761.3965 | 44357.7817 | 44704.9419 | 45127.5562 | 45670.2822 | 46273.5342 | 46915.8696 | 47537.9043 | 48216.842 | 48924.4912 | 49640.7629 | 50275.3884
Energy Not Served Cost ($000) | Duke Energy Florida |  | 5.3694 | 67.8264 |  | 31.2665 | 92.0555 | 336.6814 | 990.2636 | 757.9844 | 67.966 | 232.3893 | 7.6663 | 28.9816 | 15.9619 | 81.8166 | 72.7013 |  |  | 57.6882
Total Fixed Cost ($000) | Duke Energy Florida | 458876.9258 | 310821.9473 | 152866.9111 | 68969.5552 | 55132.7324 | 53385.0835 | 64944.3433 | 82979.0566 | 103875.6406 | 131908.4717 | 167298.6885 | 244822.9883 | 315550.5938 | 331254.0762 | 337188.2363 | 426472.7832 | 514138.8711 | 625331.8672 | 702356.2383
Purchases (GWh) | Duke Energy Florida | 0.0044222 | 0.010656 | 0.067924 | 0.0043726 | 0.030301 | 0.087022 | 0.34022 | 1.0742 | 0.84643 | 0.078674 | 0.25197 | 0.012199 | 0.034537 | 0.020935 | 0.086341 | 0.075376 | 0.0052493 | 0.0051309 | 0.056627
Sales (GWh) | Duke Energy Florida | 0.0041983 | 0.0044535 | 0.0046846 | 0.0057597 | 0.0055589 | 0.0056075 | 0.0053059 | 0.0054641 | 0.0052217 | 0.0052551 | 0.0050582 | 0.0053501 | 0.0050635 | 0.0050393 | 0.0050661 | 0.0051792 | 0.0050385 | 0.0053311 | 0.0055167
Purchases % of Total Load | Duke Energy Florida | 1.031e-05% | 2.403e-05% | 0.0001553% | 9.984e-06% | 6.91e-05% | 0.0001971% | 0.0007661% | 0.0024% | 0.001908% | 0.000176% | 0.0005583% | 2.671e-05% | 7.464e-05% | 4.462e-05% | 0.0001816% | 0.0001563% | 1.073e-05% | 1.034e-05% | 0.0001126%
Sales % of Total Load | Duke Energy Florida | 9.787e-06% | 1.004e-05% | 1.071e-05% | 1.315e-05% | 1.268e-05% | 1.27e-05% | 1.195e-05% | 1.221e-05% | 1.177e-05% | 1.176e-05% | 1.121e-05% | 1.171e-05% | 1.094e-05% | 1.074e-05% | 1.066e-05% | 1.074e-05% | 1.03e-05% | 1.074e-05% | 1.097e-05%
Purchase Cost ($000) | Duke Energy Florida | 0.25035 | 5.6475 | 68.0703 | 0.19137 | 31.472 | 92.2839 | 336.9227 | 990.4991 | 758.2015 | 68.1447 | 232.581 | 7.8371 | 29.1926 | 16.1668 | 82.0491 | 72.918 | 0.24056 | 0.22673 | 57.8921
Sales Revenue ($000) | Duke Energy Florida | -0.25988 | -0.25601 | -0.21329 | -0.27606 | -0.2848 | -0.27429 | -0.27381 | -0.26055 | -0.22258 | -0.21121 | -0.20336 | -0.21924 | -0.21137 | -0.22843 | -0.25066 | -0.23164 | -0.23037 | -0.2634 | -0.25925
Ancillary Purchases ($000) | Duke Energy Florida | 0.0042586 | 0.0071984 | 0.005344 | 0.020385 | 0.007411 | 0.0093089 | 0.028138 | 0.0116 | 0.0094197 | 0.0068377 | 0.0070777 | 0.0093797 | 0.0042778 | 0.005028 | 0.0044955 | 0.012702 | 0.0046134 | 0.0046454 | 0.0035518
Ancillary Sales ($000) | Duke Energy Florida | -0.0043599 | -0.0057864 | -0.0063964 | -0.0039074 | -0.011903 | -0.011955 | -0.011228 | -0.017067 | -0.012445 | -0.0090253 | -0.0066384 | -0.0038607 | -0.0036167 | -0.0076741 | -0.0074503 | -0.0030354 | -0.0037515 | -0.0044979 | -0.0030463
Total Fixed Fuel Cost ($000) | Duke Energy Florida | 359199.8513 | 359714.1443 | 359142.1028 | 357647.6028 | 341487.5796 | 339586.5063 | 338713.2651 | 338713.2651 | 338713.2651 | 339586.5063 | 338713.2651 | 338713.2651 | 338713.2651 | 339586.5063 | 338713.2651 | 338713.2651 | 351813.1123 | 362043.3828 | 361170.1416
Capacity Revenue ($000) | Duke Energy Florida
Total Operating Cost ($000) | Duke Energy Florida | 2923983.8159 | 2374970.6474 | 2029237.4041 | 1876630.309 | 1794020.6698 | 1796262.2733 | 1733480.7298 | 1647951.9129 | 1549029.2993 | 1518488.5938 | 1567326.5945 | 1545169.6142 | 1529400.9008 | 1614186.8248 | 1758221.8194 | 1687322.743 | 1739739.8235 | 1728241.1459 | 1795004.0207
Objective Value ($000) | System | 1737871.2528 | 1502982.7303 | 1392126.121 | 1419075.8692 | 1430487.2469 | 1494050.7785 | 1494688.3304 | 1472730.5243 | 1439113.4312 | 1296273.949 | 1490366.5147 | 1631206.1582 | 1631402.3753 | 1705016.2306 | 1871432.3031 | 2001243.9518 | 2054305.6344 | 2238646.8267 | 2255214.7934
Production Tax Credits ($000) | Duke Energy Florida | -39869.1251 | -72264.0735 | -101749.4816 | -120516.8655 | -165013.8276 | -194680.272 | -235211.5503 | -276834.2349 | -333366.3379 | -393095.1785 | -400387.8867 | -474297.2178 | -538183.3223 | -529546.9082 | -491598.8262 | -612583.0898 | -688188.5117 | -804954.4766 | -845073.2422

## Capital
Capital Costs ($000)
Base Case
Capital Output | Company | CPVRR | 2023 | 2024 | 2025 | 2026 | 2027 | 2028 | 2029 | 2030 | 2031 | 2032 | 2033 | 2034 | 2035 | 2036 | 2037 | 2038 | 2039 | 2040 | 2041
Operating Cost | Duke Energy Florida | 21071465.4973 | 2924338.8682 | 2374970.6474 | 2029237.4041 | 1876796.8106 | 1795436.7405 | 1798636.7175 | 1736764.702 | 1649990.4131 | 1549949.4064 | 1519749.1596 | 1568124.2978 | 1546391.8748 | 1530264.827 | 1614024.849 | 1758719.2805 | 1689307.9442 | 1738763.4926 | 1729050.6865 | 1796253.3539
Carrying Costs | Duke Energy Florida | 5451479.0336 | 0 | 0 | 78619.0254 | 129385.2734 | 178879.4766 | 227138.8008 | 299981.1191 | 393261.5098 | 496802.0156 | 419875.8457 | 595956.5254 | 853711.2227 | 944735.6523 | 960056.6689 | 975647.5547 | 1288032.6846 | 1398397.4209 | 1724742.9658 | 1751226.625
Capital Expense | Duke Energy Florida | 11248903.18 | 135137.4023 | 642713.5703 | 450697.3281 | 443486.1875 | 584891.8281 | 683768.4062 | 874196.6094 | 869280.7441 | 1567459.6641 | 2979992.3984 | 2908720.1719 | 1775729.625 | 1083935.7346 | 1229682.4766 | 1340788.4531 | 1795953.9023 | 869506.6562 | 618346.125 | 105990.9922
Installed Cost | Duke Energy Florida |  |  |  | 724728.6562 | 475422 | 467815.2188 | 460330.2188 | 708675.125 | 908024.2969 | 1004021.6953 | 937577.4062 | 2201804 | 3338266.2812 | 1035561.75 |  |  | 4423623 | 1206230.6875 | 4536696
Book Value | Duke Energy Florida |  | 139554.1758 | 812408.6172 | 1229830.8516 | 1582709.9375 | 2055527.4531 | 2621080.1875 | 3342021.4531 | 4001913.976 | 5321674.457 | 8094549.0625 | 10703623.7188 | 11888081.1719 | 12343353.1846 | 13151714.4766 | 14284395.9531 | 15517893.7891 | 15687924.5234 | 15257169.6797 | 14341429.0234
Book Depreciation | Duke Energy Florida | 2479496.2963 | 0 | 0 | 24157.6216 | 40005.022 | 55598.8628 | 70943.2036 | 94565.7075 | 128129.1987 | 164856.7583 | 205783.4888 | 308865.4634 | 456318.3369 | 525355.79 | 525355.79 | 525355.79 | 599082.8369 | 672424.8394 | 748036.4487 | 748036.4487
Tax Depreciation | Duke Energy Florida |  | 2114.9 | 14532.1132 | 151881.9275 | 329940.7607 | 388737.9399 | 426179.3926 | 527549.4561 | 654431.7441 | 774476.1565 | 900959.9927 | 1227724.0898 | 1725975.5366 | 1838217.3204 | 1421045.132 | 1047248.7651 | 1503756.5571 | 1943933.2676 | 2061855.0918 | 2072102.6465
Deferred Taxes | Duke Energy Florida | 1546508.0463 | 536.0214 | 3683.1641 | 32371.7262 | 73484.219 | 84434.0991 | 90034.6125 | 109739.7348 | 133391.3781 | 154508.0506 | 176192.4946 | 232884.7375 | 321794.6253 | 332744.7621 | 227012.4899 | 132273.7861 | 226822.9868 | 319797.2516 | 327991.1385 | 330588.3851
ADIT | Duke Energy Florida |  | 536.0214 | 4219.1856 | 36590.9129 | 110075.135 | 194509.2261 | 284543.8337 | 394283.5688 | 527674.9423 | 682182.9677 | 858375.4264 | 1091260.192 | 1413054.7812 | 1745799.5861 | 1972812.0188 | 2105085.8419 | 2331908.78 | 2651706.0254 | 2979697.2148 | 3310285.5615
Tax Credits | Duke Energy Florida |  | 0 | 0 | 0 | 0 | 0 | 0 | 0 | 0 | 0 | 0 | 0 | 0 | 0 | 0 | 0 | 0 | 0 | 0 | 0
Property Taxes | Duke Energy Florida | 477243.1899 | 0 | 0 | 5216.5968 | 8638.6842 | 12006.0182 | 15319.4752 | 20420.5187 | 26956.4772 | 34183.4257 | 40932.1073 | 56780.692 | 80809.5319 | 88263.5055 | 88263.5055 | 88263.5055 | 120104.7438 | 128787.1921 | 161442.3289 | 161442.3289
Decommissioning | Duke Energy Florida | 19417.1741 | 0 | 0 | 0 | 0 | 0 | 0 | 0 | 0 | 0 | 0 | 0 | 0 | 0 | 0 | 0 | 9731.9707 | 9731.9707 | 19712.7031 | 19712.7031
Other Costs | Duke Energy Florida | -719638.0287 | 0 | 0 | 654.6474 | 1084.096 | 1506.6735 | 1922.4897 | -20871.3293 | -52196.3474 | -50590.3498 | -90242.9455 | -285580.2021 | -455628.7574 | -329251.5018 | 11076.4689 | 11076.4689 | 16782.9421 | -317523.5261 | 23724.8675 | 23724.8675
Debt | Duke Energy Florida |  | 65590.4648 | 381832.0547 | 590710.0039 | 769958.2891 | 998291.2734 | 1268640.8047 | 1617453.7891 | 1941020.7513 | 2574407.8633 | 3889716.2734 | 5151732.1523 | 5765338.6094 | 5996862.8146 | 6349102.4805 | 6855807.4805 | 7482373.2461 | 7600377.5742 | 7427169.3711 | 6996569.0469
Debt Service | Duke Energy Florida | -2496875.0189 | -62752.582 | -296949.6445 | -181914.9805 | -144791.3594 | -184228.6328 | -211716.1719 | -275047.8438 | -235863.4251 | -520338.4688 | -1131904.8164 | -1006927.1406 | -337952.8203 | 70405.8695 | -11693.8516 | -117646.3281 | -258699.0664 | 268678.418 | 492190.9648 | 744386.4609
Interest | Duke Energy Florida | 1592456.4027 | 2837.8854 | 19291.9471 | 26962.9773 | 34456.957 | 44104.3438 | 58633.4109 | 73765.1421 | 87703.5177 | 113048.6392 | 183403.5918 | 255088.8066 | 275653.6438 | 301930.052 | 340545.7817 | 389058.6309 | 367867.1027 | 386682.5049 | 318982.7803 | 313786.1257
AFUDC | Duke Energy Florida |  | 4952.7854 | 33824.0603 | 23254.2656 | 22882.1973 | 27958.6597 | 42762.2188 | 51050.2217 | 52132.4644 | 71665.5178 | 174858.2798 | 242104.4824 | 186840.8984 | 229436.4107 | 331048.1827 | 449521.7695 | 273181.7549 | 302478.3955 | 46640.043 | 76605.7109
Capitalized Interest | Duke Energy Florida |  | 2837.8854 | 19291.9471 | 13266.1389 | 13053.8818 | 15963.5488 | 24349.1006 | 29086.7021 | 29695.8927 | 40940.4731 | 99534.709 | 136626.5986 | 104299.6738 | 125896.2466 | 179769.8574 | 241300.0767 | 148745.2114 | 161346.3193 | 26498.0781 | 42822.0742
Rate Base | Duke Energy Florida |  |  |  | 693862.1719 | 1084249 | 1425572.1719 | 1736793.8906 | 2263345.7031 | 2938582.8047 | 3652896.1094 | 4248677.0312 | 6001125.2188 | 8680545.3594 | 8917619.1719 | 8144677.125 | 7485235.4922 | 11100399.4375 | 11415207.3906 | 14816854.4688 | 13726649.1094
Allowed Return | Duke Energy Florida | 4257970.5071 | 0 | 0 | 63448.957 | 99147.1699 | 130358.8457 | 158817.9395 | 206967.5186 | 268713.3408 | 334032.415 | 388512.5098 | 548761.9082 | 793776.6416 | 815455.4268 | 744775.1162 | 684473.7002 | 1015055.7383 | 1043842.7822 | 1354900.2183 | 1255208.4336
Revenue Requirement | Duke Energy Florida | 27585954.636 | 2924338.8682 | 2374970.6474 | 2122715.2269 | 2025671.7828 | 1994907.1407 | 2045639.8255 | 2037847.1175 | 2021593.0825 | 2032431.6556 | 2064734.32 | 2196952.1593 | 2421667.6278 | 2630088.0475 | 2983495.7296 | 3067888.7451 | 3450066.1759 | 3276026.751 | 4036867.253 | 4004378.1357
WACC (%) | Duke Energy Florida |  |  | 6.83 | 6.83 | 6.83 | 6.83 | 6.83 | 6.83 | 6.83 | 6.83 | 6.83 | 6.83 | 6.83 | 6.83 | 6.83 | 6.83 | 6.83 | 6.83 | 6.83 | 6.83
Revenue Req - Operating Cost | Duke Energy Florida | 6514489.1387 | 0 | 0 | 93477.8228 | 148874.9721 | 199470.4002 | 247003.108 | 301082.4155 | 371602.6693 | 482482.2492 | 544985.1604 | 628827.8615 | 875275.753 | 1099823.2205 | 1369470.8807 | 1309169.4647 | 1760758.2318 | 1537263.2584 | 2307816.5665 | 2208124.7818
Battery Case
Capital Output | Company | CPVRR | 2023 | 2024 | 2025 | 2026 | 2027 | 2028 | 2029 | 2030 | 2031 | 2032 | 2033 | 2034 | 2035 | 2036 | 2037 | 2038 | 2039 | 2040 | 2041
Operating Cost | Duke Energy Florida | 21060883.0049 | 2923983.8159 | 2374970.6474 | 2029237.4041 | 1876630.309 | 1794020.6698 | 1796262.2733 | 1733480.7298 | 1647951.9129 | 1549029.2993 | 1518488.5938 | 1567326.5945 | 1545169.6142 | 1529400.9008 | 1614186.8248 | 1758221.8194 | 1687322.743 | 1739739.8235 | 1728241.1459 | 1795004.0207
Carrying Costs | Duke Energy Florida | 5475315.5248 | 0 | 0 | 78619.0254 | 129385.2734 | 194601.0938 | 242898.5547 | 315782.707 | 399293.2031 | 493036.2168 | 417303 | 593324.668 | 851018.9609 | 941981.5957 | 957239.4424 | 972765.6572 | 1285084.6807 | 1395381.6768 | 1721658.042 | 1748070.9326
Capital Expense | Duke Energy Florida | 11328313.3323 | 135137.4023 | 642713.5703 | 450697.3281 | 604014.4531 | 584891.8281 | 683768.4062 | 778812.0312 | 774933.4707 | 1567459.6641 | 2979992.3984 | 2908720.1719 | 1775729.625 | 1083935.7346 | 1229682.4766 | 1340788.4531 | 1795953.9023 | 869506.6562 | 618346.125 | 340173.7109
Installed Cost | Duke Energy Florida |  |  |  | 724728.6562 | 475422 | 634226.8438 | 460330.2188 | 708675.125 | 809143.875 | 906216.5938 | 937577.4062 | 2201804 | 3338266.2812 | 1035561.75 |  |  | 4423623 | 1206230.6875 | 4536696
Book Value | Duke Energy Florida |  | 139554.1758 | 812408.6172 | 1229830.8516 | 1748484.8281 | 2204711.9844 | 2748689.5156 | 3354870.6562 | 3914122.4135 | 5243385.6133 | 8027926.0625 | 10646038.4141 | 11837658.5586 | 12298671.5127 | 13109945.9961 | 14244134.1641 | 15479138.6914 | 15650676.1191 | 15221427.9688 | 14549030.6309
Book Depreciation | Duke Energy Florida | 2496674.4262 | 0 | 0 | 24157.6216 | 40005.022 | 66692.9712 | 82037.312 | 105659.8159 | 132631.2788 | 162838.4976 | 203765.228 | 306847.2046 | 454300.0703 | 523337.5234 | 523337.5234 | 523337.5234 | 597064.5703 | 670406.5728 | 746018.1821 | 746018.1821
Tax Depreciation | Duke Energy Florida |  | 2114.9 | 14532.1132 | 151881.9275 | 332453.0281 | 421517.811 | 478627.1895 | 557525.3672 | 652358.8867 | 742927.5984 | 860877.0269 | 1198009.9648 | 1703659.4429 | 1821510.6954 | 1415496.632 | 1047248.7651 | 1503756.5571 | 1943933.2676 | 2061855.0918 | 2075767.5996
Deferred Taxes | Duke Energy Florida | 1544213.7712 | 536.0214 | 3683.1641 | 32371.7262 | 74120.9532 | 89930.3555 | 100515.7053 | 114525.3276 | 131724.9602 | 147023.5979 | 166544.9951 | 225865.2131 | 316650.136 | 329022.0072 | 226117.735 | 132785.3125 | 227334.5142 | 320308.7819 | 328502.6688 | 332028.7992
ADIT | Duke Energy Florida |  | 536.0214 | 4219.1856 | 36590.9129 | 110711.8692 | 200642.2168 | 301157.9177 | 415683.2461 | 547408.2016 | 694431.7737 | 860976.733 | 1086841.9733 | 1403492.0859 | 1732514.1212 | 1958631.8147 | 2091417.1797 | 2318751.6287 | 2639060.416 | 2967563.1162 | 3299591.8799
Tax Credits | Duke Energy Florida |  | 0 | 0 | 0 | 0 | 0 | 0 | 0 | 0 | 0 | 0 | 0 | 0 | 0 | 0 | 0 | 0 | 0 | 0 | 0
Property Taxes | Duke Energy Florida | 479097.915 | 0 | 0 | 5216.5968 | 8638.6842 | 13203.849 | 16517.306 | 21618.3495 | 27442.5668 | 33965.514 | 40714.1957 | 56562.7806 | 80591.6205 | 88045.5941 | 88045.5941 | 88045.5941 | 119886.8324 | 128569.2808 | 161224.4175 | 161224.4175
Decommissioning | Duke Energy Florida | 19417.1741 | 0 | 0 | 0 | 0 | 0 | 0 | 0 | 0 | 0 | 0 | 0 | 0 | 0 | 0 | 0 | 9731.9707 | 9731.9707 | 19712.7031 | 19712.7031
Other Costs | Duke Energy Florida | -721980.2923 | 0 | 0 | 654.6474 | 1084.096 | -53033.4515 | 2072.8093 | -20721.0096 | -19639.188 | -18474.9325 | -90270.2899 | -285607.5387 | -455656.1096 | -329278.8696 | 11049.1225 | 11049.1225 | 16755.5957 | -317550.8627 | 23697.5211 | 23697.5211
Debt | Duke Energy Florida |  | 65590.4648 | 381832.0547 | 590710.0039 | 847872.4844 | 1072306.7344 | 1333687.3594 | 1627313.5508 | 1900513.0364 | 2535378.9648 | 3855661.9297 | 5122543.1445 | 5739956.7305 | 5974513.2521 | 6328786.7344 | 6836530.3633 | 7463804.3838 | 7582516.7783 | 7410016.7666 | 7093787.7584
Debt Service | Duke Energy Florida | -2525950.8814 | -62752.582 | -296949.6445 | -181914.9805 | -219334.4609 | -177221.25 | -200015.3125 | -219505.5898 | -187255.2806 | -523456.5 | -1138309.6836 | -1013018.4141 | -342826.0039 | 66434.8031 | -14580.8027 | -119494.5996 | -260187.0967 | 267220.0986 | 490762.3872 | 634242.2661
Interest | Duke Energy Florida | 1595193.5824 | 2837.8854 | 19291.9471 | 26962.9773 | 37828.0505 | 47212.9932 | 61365.3662 | 74120.6069 | 85944.1864 | 111409.4261 | 181973.3104 | 253862.8694 | 274587.6045 | 300991.3755 | 339692.5187 | 388248.9884 | 367087.2059 | 385932.3536 | 318262.3707 | 318013.2937
AFUDC | Duke Energy Florida |  | 4952.7854 | 33824.0603 | 23254.2656 | 28765.5581 | 27958.6597 | 42762.2188 | 47554.377 | 48674.637 | 71665.5178 | 174858.2798 | 242104.4824 | 186840.8984 | 229436.4107 | 331048.1827 | 449521.7695 | 273181.7549 | 302478.3955 | 46640.043 | 85188.5068
Capitalized Interest | Duke Energy Florida |  | 2837.8854 | 19291.9471 | 13266.1389 | 16424.9753 | 15963.5488 | 24349.1006 | 27083.626 | 27714.5999 | 40940.4731 | 99534.709 | 136626.5986 | 104299.6738 | 125896.2466 | 179769.8574 | 241300.0767 | 148745.2114 | 161346.3193 | 26498.0781 | 47739.9111
Rate Base | Duke Energy Florida |  |  |  | 693862.1719 | 1084249 | 1583051.875 | 1875190.8125 | 2382826 | 2949827.0547 | 3569855.8984 | 4176221.0391 | 5939020.9297 | 8626541.3867 | 8870067.1445 | 8101452.043 | 7444220.3555 | 11060890.9961 | 11377205.8945 | 14780359.417 | 13691660.751
Allowed Return | Duke Energy Florida | 4262925.1545 | 0 | 0 | 63448.957 | 99147.1699 | 144759.2891 | 171473.3936 | 217893.1758 | 269741.5508 | 326438.9541 | 381886.9053 | 543082.8994 | 788838.3428 | 811107.1113 | 740822.5029 | 680723.1331 | 1011442.967 | 1040367.7915 | 1351563.0078 | 1252009.0034
Revenue Requirement | Duke Energy Florida | 27597017.3824 | 2923983.8159 | 2374970.6474 | 2122715.2269 | 2025505.2812 | 1965643.3275 | 2068363.0942 | 2057931.0614 | 2058128.1212 | 2053797.3325 | 2054584.6328 | 2188211.9405 | 2413243.5381 | 2622612.26 | 2977441.5679 | 3061377.1926 | 3442204.6792 | 3271264.5765 | 4030456.9775 | 3997665.8479
WACC (%) | Duke Energy Florida |  |  | 6.83 | 6.83 | 6.83 | 6.83 | 6.83 | 6.83 | 6.83 | 6.83 | 6.83 | 6.83 | 6.83 | 6.83 | 6.83 | 6.83 | 6.83 | 6.83 | 6.83 | 6.83
Revenue Req - Operating Cost | Duke Energy Florida | 6536134.3775 | 0 | 0 | 93477.8228 | 148874.9721 | 171622.6577 | 272100.8209 | 324450.3315 | 410176.2084 | 504768.0332 | 536096.0391 | 620885.3459 | 868073.9239 | 1093211.3592 | 1363254.743 | 1303155.3732 | 1754881.9361 | 1531524.753 | 2302215.8316 | 2202661.8272

## Project Capital
Project Capital
Base Case
Project | Area | Output | 2023 | 2024 | 2025 | 2026 | 2027 | 2028 | 2029 | 2030 | 2031 | 2032 | 2033 | 2034 | 2035 | 2036 | 2037 | 2038 | 2039 | 2040 | 2041
New Battery 4 Hours - In Energy Community | DEF | Added (Projects) | 2034: 6
New Battery 4 Hours - In Energy Community | DEF | Active (Projects) | 2034: 6; 2035: 6; 2036: 6; 2037: 6; 2038: 6; 2039: 6; 2040: 6; 2041: 6
New Battery 4 Hours - In Energy Community | DEF | Capacity (MW) | 2034: 300; 2035: 300; 2036: 300; 2037: 300; 2038: 300; 2039: 300; 2040: 300; 2041: 300
New Battery 4 Hours - In Energy Community | DEF | Carrying Costs ($/kW) | 2034: 132.2457; 2035: 135.2804; 2036: 138.3852; 2037: 141.561; 2038: 144.8099; 2039: 148.1333; 2040: 151.5332; 2041: 155.0103
New Battery 4 Hours - In Energy Community | DEF | Installed Cost ($/kW) | 2034: 2024.6573
New Battery 4 Hours - In Energy Community | DEF | Carrying Costs ($000) | 2034: 39673.7031; 2035: 40584.1172; 2036: 41515.5625; 2037: 42468.2969; 2038: 43442.9805; 2039: 44439.9805; 2040: 45459.9453; 2041: 46503.0898
New Battery 4 Hours - In Energy Community | DEF | Capital Expense ($000) | 2033: 585923.125
New Battery 4 Hours - In Energy Community | DEF | Installed Cost ($000) | 2034: 607397.1875
New Battery 4 Hours - In Energy Community | DEF | Book Value ($000) | 2033: 605073.125; 2034: 544518.8125; 2035: 465770; 2036: 406428.6562; 2037: 358731.7812; 2038: 311034.9062; 2039: 272071.375; 2040: 241841.2188; 2041: 211611.0625
New Battery 4 Hours - In Energy Community | DEF | Book Depreciation ($000) | 2034: 40493.1445; 2035: 40493.1445; 2036: 40493.1445; 2037: 40493.1445; 2038: 40493.1445; 2039: 40493.1445; 2040: 40493.1445; 2041: 40493.1445
New Battery 4 Hours - In Energy Community | DEF | Tax Depreciation ($000) | 2033: 9169.6963; 2034: 119645.5; 2035: 191432.8125; 2036: 114859.6875; 2037: 68915.8125; 2038: 68915.8125; 2039: 34457.9062
New Battery 4 Hours - In Energy Community | DEF | Deferred Taxes ($000) | 2033: 2324.0596; 2034: 20061.166; 2035: 38255.6602; 2036: 18848.2012; 2037: 7203.7256; 2038: 7203.7256; 2039: -1529.6312; 2040: -10262.9873; 2041: -10262.9873
New Battery 4 Hours - In Energy Community | DEF | ADIT ($000) | 2033: 2324.0596; 2034: 22385.2266; 2035: 60640.8867; 2036: 79489.0859; 2037: 86692.8125; 2038: 93896.5391; 2039: 92366.9062; 2040: 82103.9219; 2041: 71840.9375
New Battery 4 Hours - In Energy Community | DEF | Tax Credits ($000)
New Battery 4 Hours - In Energy Community | DEF | Deferred Credits ($000)
New Battery 4 Hours - In Energy Community | DEF | Property Taxes ($000) | 2034: 4372.0449; 2035: 4372.0449; 2036: 4372.0449; 2037: 4372.0449; 2038: 4372.0449; 2039: 4372.0449; 2040: 4372.0449; 2041: 4372.0449
New Battery 4 Hours - In Energy Community | DEF | Decommissioning ($000)
New Battery 4 Hours - In Energy Community | DEF | Other Costs ($000) | 2034: -265605.5312; 2035: 548.6619; 2036: 548.6619; 2037: 548.6619; 2038: 548.6619; 2039: 548.6619; 2040: 548.6619; 2041: 548.6619
New Battery 4 Hours - In Energy Community | DEF | Debt ($000) | 2033: 284384.375; 2034: 270154.125; 2035: 237417.9062; 2036: 204966.7031; 2037: 179812.7188; 2038: 157395.1875; 2039: 137030; 2040: 120769.4922; 2041: 106561.3125
New Battery 4 Hours - In Energy Community | DEF | Debt Service ($000) | 2033: -272080; 2034: 25576.7188; 2035: 42707.7656; 2036: 41059.7969; 2037: 32706.125; 2038: 29028.125; 2039: 26120.4531; 2040: 21332.8281; 2041: 18683.7578
New Battery 4 Hours - In Energy Community | DEF | Interest ($000) | 2033: 12304.3857; 2034: 11346.4727; 2035: 9971.5518; 2036: 8608.6016; 2037: 7552.1343; 2038: 6610.5977; 2039: 5755.2598; 2040: 5072.3184; 2041: 4475.5752
New Battery 4 Hours - In Energy Community | DEF | AFUDC ($000) | 2033: 21474.082
New Battery 4 Hours - In Energy Community | DEF | Capitalized Interest ($000) | 2033: 12304.3857
New Battery 4 Hours - In Energy Community | DEF | Rate Base ($000) | 2034: 574796; 2035: 505144.4688; 2036: 436099.375; 2037: 382580.25; 2038: 334883.375; 2039: 291553.1875; 2040: 256956.3594; 2041: 226726.2031
New Battery 4 Hours - In Energy Community | DEF | Allowed Return ($000) | 2034: 52561.1719; 2035: 46192.0117; 2036: 39878.3125; 2037: 34984.3516; 2038: 30622.7988; 2039: 26660.5488; 2040: 23496.9043; 2041: 20732.5645
New Battery 4 Hours - No Energy Community | DEF | Added (Projects) | 2030: 1; 2031: 1; 2032: 3; 2033: 9; 2034: 6; 2035: 10; 2039: 9
New Battery 4 Hours - No Energy Community | DEF | Active (Projects) | [7 empty] | 1 | 2 | 5 | 14 | 20 | 30 | 30 | 30 | 30 | 39 | 39 | 39
New Battery 4 Hours - No Energy Community | DEF | Capacity (MW) | [7 empty] | 50 | 100 | 250 | 700 | 1000 | 1500 | 1500 | 1500 | 1500 | 1950 | 1950 | 1950
New Battery 4 Hours - No Energy Community | DEF | Carrying Costs ($/kW) | [7 empty] | 196.3107 | 196.6251 | 145.1863 | 148.5179 | 151.9266 | 155.4132 | 158.9801 | 162.6285 | 166.3609 | 170.1788 | 174.0845 | 178.0796
New Battery 4 Hours - No Energy Community | DEF | Installed Cost ($/kW) | 2030: 1977.6084; 2031: 1956.102; 2032: 1934.8294; 2033: 1979.2339; 2034: 2024.6573; 2035: 2071.1235; 2039: 2267.8989
New Battery 4 Hours - No Energy Community | DEF | Carrying Costs ($000) | [7 empty] | 9815.5332 | 19662.5117 | 36296.5742 | 103962.5391 | 151926.625 | 233119.7812 | 238470.1562 | 243942.7656 | 249541.4062 | 331848.7188 | 339464.8125 | 347255.2188
New Battery 4 Hours - No Energy Community | DEF | Capital Expense ($000) | 2029: 95384.5781; 2030: 94347.2734; 2031: 279963.75; 2032: 859166.8125; 2033: 585923.125; 2034: 998950.25; 2038: 984473.5625
New Battery 4 Hours - No Energy Community | DEF | Installed Cost ($000) | 2030: 98880.4219; 2031: 97805.1016; 2032: 290224.4062; 2033: 890655.25; 2034: 607397.1875; 2035: 1035561.75; 2039: 1020554.5
New Battery 4 Hours - No Energy Community | DEF | Book Value ($000) | [6 empty] | 98502.0781 | 186075.0938 | 452618.5625 | 1288591.25 | 1749923.25 | 2561696 | 2255878.5 | 1958351 | 1711135.5 | 2517401.5 | 2226813.5 | 1929277.875 | 1679240.5
New Battery 4 Hours - No Energy Community | DEF | Book Depreciation ($000) | [7 empty] | 6592.0283 | 13112.3691 | 32460.6621 | 91837.6797 | 132330.8281 | 201368.2812 | 201368.2812 | 201368.2812 | 201368.2812 | 269405.25 | 269405.25 | 269405.25
New Battery 4 Hours - No Energy Community | DEF | Tax Depreciation ($000) | [6 empty] | 1492.7686 | 20954.0664 | 54811.1992 | 120138.1328 | 305795.4375 | 493184.0312 | 613478.375 | 580768.875 | 382261.125 | 252345.8125 | 352983.1562 | 380395.0938 | 192988.3438
New Battery 4 Hours - No Energy Community | DEF | Deferred Taxes ($000) | [6 empty] | 378.3422 | 3640.0586 | 10568.5674 | 22221.8555 | 54227.6016 | 91458.25 | 104449.3047 | 96159.0938 | 45847.2969 | 12920.2607 | 21182.8184 | 28130.375 | -19367.8652
New Battery 4 Hours - No Energy Community | DEF | ADIT ($000) | [6 empty] | 378.3422 | 4018.4009 | 14586.9688 | 36808.8242 | 91036.4297 | 182494.6719 | 286944 | 383103.0625 | 428950.3438 | 441870.625 | 463053.4375 | 491183.8125 | 471815.9375
New Battery 4 Hours - No Energy Community | DEF | Tax Credits ($000)
New Battery 4 Hours - No Energy Community | DEF | Deferred Credits ($000)
New Battery 4 Hours - No Energy Community | DEF | Property Taxes ($000) | [7 empty] | 711.7413 | 1415.7424 | 3504.7776 | 9915.7139 | 14287.7588 | 21741.7324 | 21741.7324 | 21741.7324 | 21741.7324 | 29087.6836 | 29087.6836 | 29087.6836
New Battery 4 Hours - No Energy Community | DEF | Decommissioning ($000)
New Battery 4 Hours - No Energy Community | DEF | Other Costs ($000) | [7 empty] | -32406.8398 | -31965.0977 | -94939.8203 | -291461.4375 | -197822.5938 | -337599.5312 | 2728.4395 | 2728.4395 | 2728.4395 | -331745.75 | 3650.3062 | 3650.3062
New Battery 4 Hours - No Energy Community | DEF | Debt ($000) | [6 empty] | 46295.9766 | 89771.8906 | 218034.7812 | 617687.4375 | 856243.125 | 1255656.375 | 1132130 | 990343.875 | 862329.3125 | 1232618.75 | 1114890.5 | 976681.375 | 848001.6875
New Battery 4 Hours - No Energy Community | DEF | Debt Service ($000) | [6 empty] | -44292.8984 | -39647.4883 | -118933.2969 | -373181.5312 | -202233.2188 | -346061.5312 | 171075.8281 | 183380.5 | 164232.4062 | -317914.25 | 164553.75 | 179229.6875 | 164295.7188
New Battery 4 Hours - No Energy Community | DEF | Interest ($000) | [6 empty] | 2003.0762 | 3828.4268 | 9329.5898 | 26471.1113 | 36322.4531 | 53351.75 | 47549.457 | 41594.4453 | 36217.832 | 52375.2695 | 46825.3984 | 41020.6172 | 35616.0703
New Battery 4 Hours - No Energy Community | DEF | AFUDC ($000) | 2029: 3495.8447; 2030: 3457.8274; 2031: 10260.6709; 2032: 31488.4629; 2033: 21474.082; 2034: 36611.5234; 2038: 36080.9531
New Battery 4 Hours - No Energy Community | DEF | Capitalized Interest ($000) | 2029: 2003.0762; 2030: 1981.2927; 2031: 5879.2388; 2032: 18042.502; 2033: 12304.3857; 2034: 20977.9551; 2038: 20673.9453
New Battery 4 Hours - No Energy Community | DEF | Rate Base ($000) | [7 empty] | 93573.1484 | 174789.8594 | 426981.25 | 1216720.75 | 1640009.875 | 2408787 | 2107114.75 | 1834743.25 | 1605943.5 | 2372107.25 | 2078045.5 | 1804259
New Battery 4 Hours - No Energy Community | DEF | Allowed Return ($000) | [7 empty] | 8556.626 | 15983.3398 | 39044.5195 | 111260.8047 | 149967.7188 | 220267.1406 | 192681.25 | 167774.75 | 146852.5781 | 216913.0156 | 190023.0625 | 164987.1562
New CT | DEF | Added (Projects) | 2034: 5
New CT | DEF | Active (Projects) | 2034: 5; 2035: 5; 2036: 5; 2037: 5; 2038: 5; 2039: 5; 2040: 5; 2041: 5
New CT | DEF | Capacity (MW) | 2034: 1173; 2035: 1173; 2036: 1173; 2037: 1173; 2038: 1173; 2039: 1173; 2040: 1173; 2041: 1173
New CT | DEF | Carrying Costs ($/kW) | 2034: 48.1206; 2035: 48.9782; 2036: 49.8513; 2037: 50.7399; 2038: 51.6444; 2039: 52.5647; 2040: 53.5021; 2041: 54.4555
New CT | DEF | Installed Cost ($/kW) | 2034: 643.8773
New CT | DEF | Carrying Costs ($000) | 2034: 56445.4336; 2035: 57451.4766; 2036: 58475.5781; 2037: 59517.8867; 2038: 60578.9297; 2039: 61658.4453; 2040: 62757.9141; 2041: 63876.3008
New CT | DEF | Capital Expense ($000) | 2030: 8948.7939; 2031: 193277.9375; 2032: 397562.9375; 2033: 68146.4453
New CT | DEF | Installed Cost ($000) | 2034: 755268.0625
New CT | DEF | Book Value ($000) | [7 empty] | 9241.2725 | 209441.1094 | 633708.8125 | 745603.4375 | 720405.6875 | 687028.8125 | 655378.625 | 625282.5 | 596585 | 569146.25 | 542303.75 | 515461.25
New CT | DEF | Book Depreciation ($000) | 2034: 21579.0879; 2035: 21579.0879; 2036: 21579.0879; 2037: 21579.0879; 2038: 21579.0879; 2039: 21579.0879; 2040: 21579.0879; 2041: 21579.0879
New CT | DEF | Tax Depreciation ($000) | [7 empty] | 140.0486 | 3321.0449 | 12950.1875 | 21721.041 | 35856.7891 | 68127.8984 | 61315.1016 | 55183.5898 | 49665.2266 | 44698.7031 | 42346.1445 | 42346.1445
New CT | DEF | Deferred Taxes ($000) | [7 empty] | 35.4953 | 841.7189 | 3282.2251 | 5505.1978 | 3618.6833 | 11797.7969 | 10071.0938 | 8517.0605 | 7118.4321 | 5859.6665 | 5263.4106 | 5263.4106
New CT | DEF | ADIT ($000) | [7 empty] | 35.4953 | 877.2142 | 4159.4395 | 9664.6367 | 13283.3203 | 25081.1172 | 35152.2109 | 43669.2734 | 50787.707 | 56647.375 | 61910.7852 | 67174.1953
New CT | DEF | Tax Credits ($000)
New CT | DEF | Deferred Credits ($000)
New CT | DEF | Property Taxes ($000) | 2034: 5436.4194; 2035: 5436.4194; 2036: 5436.4194; 2037: 5436.4194; 2038: 5436.4194; 2039: 5436.4194; 2040: 5436.4194; 2041: 5436.4194
New CT | DEF | Decommissioning ($000)
New CT | DEF | Other Costs ($000) | 2034: 682.2336; 2035: 682.2336; 2036: 682.2336; 2037: 682.2336; 2038: 682.2336; 2039: 682.2336; 2040: 682.2336; 2041: 682.2336
New CT | DEF | Debt ($000) | [7 empty] | 4343.3979 | 98437.3203 | 297843.1562 | 350433.625 | 344512.1562 | 330747.0938 | 315465.75 | 300955.4062 | 287138.9062 | 273946.875 | 261190.7812 | 248574.7969
New CT | DEF | Debt Service ($000) | [7 empty] | -4155.4731 | -89651.3438 | -182369.0156 | -25058.1875 | 20390.9688 | 27656.4375 | 28530.9062 | 27150.4688 | 25876.3438 | 24697.8125 | 23726.1094 | 23056.125
New CT | DEF | Interest ($000) | [7 empty] | 187.9247 | 4442.5786 | 17036.8242 | 27532.2676 | 14469.5107 | 13891.3779 | 13249.5615 | 12640.127 | 12059.834 | 11505.7686 | 10970.0127 | 10440.1416
New CT | DEF | AFUDC ($000) | 2030: 327.9733; 2031: 7763.6235; 2032: 29987.0117; 2033: 49253.3086
New CT | DEF | Capitalized Interest ($000) | 2030: 187.9247; 2031: 4442.5786; 2032: 17036.8242; 2033: 27532.2676
New CT | DEF | Rate Base ($000) | 2034: 733004.5625; 2035: 703717.25; 2036: 671203.75; 2037: 640330.625; 2038: 610933.8125; 2039: 582865.6875; 2040: 555725.0625; 2041: 528882.5625
New CT | DEF | Allowed Return ($000) | 2034: 67028.2656; 2035: 64350.1367; 2036: 61377; 2037: 58553.8633; 2038: 55865.7266; 2039: 53299.0898; 2040: 50817.2617; 2041: 48362.6992
New CT 6th | DEF | Added (Projects) | bar: 2034
New CT 6th | DEF | Active (Projects) | bar: 2034 to 2041
New CT 6th | DEF | Capacity (MW) | 2034: 234.6; 2035: 234.6; 2036: 234.6; 2037: 234.6; 2038: 234.6; 2039: 234.6; 2040: 234.6; 2041: 234.6
New CT 6th | DEF | Carrying Costs ($/kW) | 2034: 48.1206; 2035: 48.9782; 2036: 49.8513; 2037: 50.7399; 2038: 51.6444; 2039: 52.5647; 2040: 53.5021; 2041: 54.4555
New CT 6th | DEF | Installed Cost ($/kW) | 2034: 643.8772
New CT 6th | DEF | Carrying Costs ($000) | 2034: 11289.0859; 2035: 11490.2949; 2036: 11695.1162; 2037: 11903.5781; 2038: 12115.7861; 2039: 12331.6895; 2040: 12551.583; 2041: 12775.2598
New CT 6th | DEF | Capital Expense ($000) | 2030: 1789.7588; 2031: 38655.5859; 2032: 79512.5859; 2033: 13629.2891
New CT 6th | DEF | Installed Cost ($000) | 2034: 151053.5938
New CT 6th | DEF | Book Value ($000) | [7 empty] | 1848.2543 | 41888.2227 | 126741.7656 | 149120.6719 | 144081.125 | 137405.75 | 131075.7188 | 125056.4844 | 119316.9766 | 113829.2266 | 108460.7266 | 103092.2266
New CT 6th | DEF | Book Depreciation ($000) | 2034: 4315.8169; 2035: 4315.8169; 2036: 4315.8169; 2037: 4315.8169; 2038: 4315.8169; 2039: 4315.8169; 2040: 4315.8169; 2041: 4315.8169
New CT 6th | DEF | Tax Depreciation ($000) | [7 empty] | 28.0097 | 664.2087 | 2590.0376 | 4344.208 | 7171.3569 | 13625.5781 | 12263.0195 | 11036.7168 | 9933.0449 | 8939.7402 | 8469.2285 | 8469.2285
New CT 6th | DEF | Deferred Taxes ($000) | [7 empty] | 7.0991 | 168.3437 | 656.4451 | 1101.0396 | 723.7366 | 2359.5591 | 2014.2185 | 1703.4121 | 1423.6865 | 1171.9333 | 1052.6823 | 1052.6823
New CT 6th | DEF | ADIT ($000) | [7 empty] | 7.0991 | 175.4428 | 831.8878 | 1932.9274 | 2656.6641 | 5016.2231 | 7030.4414 | 8733.8535 | 10157.54 | 11329.4736 | 12382.1562 | 13434.8389
New CT 6th | DEF | Tax Credits ($000)
New CT 6th | DEF | Deferred Credits ($000)
New CT 6th | DEF | Property Taxes ($000) | 2034: 1087.2837; 2035: 1087.2837; 2036: 1087.2837; 2037: 1087.2837; 2038: 1087.2837; 2039: 1087.2837; 2040: 1087.2837; 2041: 1087.2837
New CT 6th | DEF | Decommissioning ($000)
New CT 6th | DEF | Other Costs ($000) | 2034: 136.4467; 2035: 136.4467; 2036: 136.4467; 2037: 136.4467; 2038: 136.4467; 2039: 136.4467; 2040: 136.4467; 2041: 136.4467
New CT 6th | DEF | Debt ($000) | [7 empty] | 868.6795 | 19687.4648 | 59568.6289 | 70086.7188 | 68902.4219 | 66149.4062 | 63093.1367 | 60191.0586 | 57427.7578 | 54789.3555 | 52238.1367 | 49714.9414
New CT 6th | DEF | Debt Service ($000) | [7 empty] | -831.0945 | -17930.2695 | -36473.7969 | -5011.6367 | 4078.1953 | 5531.2891 | 5706.1797 | 5430.1016 | 5175.2656 | 4939.5547 | 4745.2188 | 4611.2227
New CT 6th | DEF | Interest ($000) | [7 empty] | 37.5849 | 888.5156 | 3407.3652 | 5506.4541 | 2893.9016 | 2778.2751 | 2649.9116 | 2528.0244 | 2411.9658 | 2301.1528 | 2194.0017 | 2088.0276
New CT 6th | DEF | AFUDC ($000) | 2030: 65.5947; 2031: 1552.7244; 2032: 5997.4028; 2033: 9850.6621
New CT 6th | DEF | Capitalized Interest ($000) | 2030: 37.5849; 2031: 888.5156; 2032: 3407.3652; 2033: 5506.4541
New CT 6th | DEF | Rate Base ($000) | 2034: 146600.8906; 2035: 140743.4219; 2036: 134240.7188; 2037: 128066.0859; 2038: 122186.7188; 2039: 116573.0938; 2040: 111144.9688; 2041: 105776.4688
New CT 6th | DEF | Allowed Return ($000) | 2034: 13405.6504; 2035: 12870.0254; 2036: 12275.3975; 2037: 11710.7695; 2038: 11173.1416; 2039: 10659.8135; 2040: 10163.4482; 2041: 9672.5361
New CT Ave | DEF | Added (Projects) | bar: 2039
New CT Ave | DEF | Active (Projects) | bar: 2039 to 2041
New CT Ave | DEF | Capacity (MW) | 2039: 234.6; 2040: 234.6; 2041: 234.6
New CT Ave | DEF | Carrying Costs ($/kW) | 2039: 59.1502; 2040: 60.2045; 2041: 61.2779
New CT Ave | DEF | Installed Cost ($/kW) | 2039: 791.4586
New CT Ave | DEF | Carrying Costs ($000) | 2039: 13876.6416; 2040: 14123.9785; 2041: 14375.7969
New CT Ave | DEF | Capital Expense ($000) | 2035: 2199.9846; 2036: 47515.7266; 2037: 97737.4531; 2038: 30671.6523; 2039: 300613.1562; 2040: 618346.125; 2041: 105990.9922
New CT Ave | DEF | Installed Cost ($000) | 2039: 185676.1875
New CT Ave | DEF | Book Value ($000) | 2035: 2271.8877; 2036: 51489.3047; 2037: 155791.8906; 2038: 197673.5469; 2039: 502857.9375; 2040: 1154533.75; 2041: 1320787.125
New CT Ave | DEF | Book Depreciation ($000) | 2039: 5305.0337; 2040: 5305.0337; 2041: 5305.0337
New CT Ave | DEF | Tax Depreciation ($000) | 2035: 34.4298; 2036: 816.4503; 2037: 3183.6929; 2038: 5557.7544; 2039: 13980.4414; 2040: 36890.625; 2041: 48857.4297
New CT Ave | DEF | Deferred Taxes ($000) | 2035: 8.7262; 2036: 206.9293; 2037: 806.907; 2038: 1408.613; 2039: 2198.7822; 2040: 8005.3677; 2041: 11038.3545
New CT Ave | DEF | ADIT ($000) | 2035: 8.7262; 2036: 215.6556; 2037: 1022.5626; 2038: 2431.1755; 2039: 4629.958; 2040: 12635.3262; 2041: 23673.6797
New CT Ave | DEF | Tax Credits ($000)
New CT Ave | DEF | Deferred Credits ($000)
New CT Ave | DEF | Property Taxes ($000) | 2039: 1336.4972; 2040: 1336.4972; 2041: 1336.4972
New CT Ave | DEF | Decommissioning ($000)
New CT Ave | DEF | Other Costs ($000) | 2039: 167.7213; 2040: 167.7213; 2041: 167.7213
New CT Ave | DEF | Debt ($000) | 2035: 1067.7872; 2036: 24199.9727; 2037: 73222.1875; 2038: 92906.5703; 2039: 237798.9688; 2040: 544559.125; 2041: 622598.4375
New CT Ave | DEF | Debt Service ($000) | 2035: -1021.5875; 2036: -22040.0156; 2037: -44833.8594; 2038: -12623.5234; 2039: -134425.4688; 2040: -276847; 2041: -31959.9531
New CT Ave | DEF | Interest ($000) | 2035: 46.1997; 2036: 1092.1699; 2037: 4188.3579; 2038: 7060.8599; 2039: 10466.9307; 2040: 29913.1543; 2041: 46079.3672
New CT Ave | DEF | AFUDC ($000) | 2035: 80.6294; 2036: 1908.6202; 2037: 7372.0508; 2038: 12618.6143; 2039: 12075.083; 2040: 46640.043; 2041: 76605.7109
New CT Ave | DEF | Capitalized Interest ($000) | 2035: 46.1997; 2036: 1092.1699; 2037: 4188.3579; 2038: 7060.8599; 2039: 6909.7256; 2040: 26498.0781; 2041: 42822.0742
New CT Ave | DEF | Rate Base ($000) | 2039: 180202.8906; 2040: 173002.8594; 2041: 165009.6875
New CT Ave | DEF | Allowed Return ($000) | 2039: 16478.3242; 2040: 15819.9307; 2041: 15089.0098
New Nuclear GE X300 | DEF | Added (Projects) | 2038: 2; 2040: 2
New Nuclear GE X300 | DEF | Active (Projects) | 2038: 2; 2039: 2; 2040: 4; 2041: 4
New Nuclear GE X300 | DEF | Capacity (MW) | 2038: 570; 2039: 570; 2040: 1140; 2041: 1140
New Nuclear GE X300 | DEF | Carrying Costs ($/kW) | 2038: 520.2149; 2039: 526.8214; 2040: 533.5129; 2041: 540.2868
New Nuclear GE X300 | DEF | Installed Cost ($/kW) | 2038: 7760.7421; 2040: 7959.1158
New Nuclear GE X300 | DEF | Carrying Costs ($000) | 2038: 296522.4688; 2039: 300288.1875; 2040: 608204.6875; 2041: 615927
New Nuclear GE X300 | DEF | Capital Expense ($000) | 2030: 55665.9492; 2031: 316168.625; 2032: 414404.3125; 2033: 724572.75; 2034: 776779.375; 2035: 1081735.75; 2036: 1182166.75; 2037: 1243051; 2038: 780808.6875; 2039: 568893.5
New Nuclear GE X300 | DEF | Installed Cost ($000) | 2038: 4423623; 2040: 4536696
New Nuclear GE X300 | DEF | Book Value ($000) | [7 empty] | 57485.3086 | 387750.2188 | 841090.1875 | 1644482 | 2554533 | 3839391.25 | 5312562 | 6945796.5 | 7659119 | 8096149 | 7566006 | 6988801.5
New Nuclear GE X300 | DEF | Book Depreciation ($000) | 2038: 73727.0469; 2039: 73727.0469; 2040: 149338.6562; 2041: 149338.6562
New Nuclear GE X300 | DEF | Tax Depreciation ($000) | [7 empty] | 871.1721 | 6790.8291 | 19004.5918 | 38997.2227 | 66907.6641 | 103505.7344 | 150461.8906 | 205038 | 906143.5 | 1420241.625 | 1593754 | 1779441.5
New Nuclear GE X300 | DEF | Deferred Taxes ($000) | [7 empty] | 220.7986 | 1721.1356 | 4816.7139 | 9883.8467 | 16957.748 | 26233.5273 | 38134.5664 | 51966.8828 | 208509.375 | 338807.5625 | 361090.875 | 408153.375
New Nuclear GE X300 | DEF | ADIT ($000) | [7 empty] | 220.7986 | 1941.9342 | 6758.6479 | 16642.4941 | 33600.2422 | 59833.7695 | 97968.3359 | 149935.2188 | 358444.5625 | 697252.125 | 1058343 | 1466496.375
New Nuclear GE X300 | DEF | Tax Credits ($000)
New Nuclear GE X300 | DEF | Deferred Credits ($000)
New Nuclear GE X300 | DEF | Property Taxes ($000) | 2038: 31841.2383; 2039: 31841.2383; 2040: 64496.375; 2041: 64496.375
New Nuclear GE X300 | DEF | Decommissioning ($000) | 2038: 9731.97; 2039: 9731.97; 2040: 19712.7; 2041: 19712.7
New Nuclear GE X300 | DEF | Other Costs ($000) | 2038: 5706.4731; 2039: 5706.4731; 2040: 11558.8105; 2041: 11558.8105
New Nuclear GE X300 | DEF | Debt ($000) | [7 empty] | 27018.0957 | 182242.6094 | 395312.4062 | 772906.5 | 1200630.5 | 1804513.875 | 2496904.25 | 3264524.5 | 3662235.5 | 3896324 | 3680606.5 | 3420380
New Nuclear GE X300 | DEF | Debt Service ($000) | [7 empty] | -25849.1113 | -146197.9062 | -188322.0312 | -327888.4375 | -344402.25 | -478033.3125 | -513712.6875 | -530508.375 | -194054 | -3455.625 | 370303.125 | 403882.5
New Nuclear GE X300 | DEF | Interest ($000) | [7 empty] | 1168.9849 | 9026.6084 | 24747.7559 | 49705.6836 | 83321.7188 | 125850.0469 | 178677.6875 | 237111.7188 | 203657.25 | 230632.8906 | 154585.4688 | 143655.9531
New Nuclear GE X300 | DEF | AFUDC ($000) | 2030: 2040.157; 2031: 15817.4375; 2032: 43752.3477; 2033: 88702.9062; 2034: 150229.375; 2035: 229355.7812; 2036: 329139.5625; 2037: 442149.7188; 2038: 224482.1875; 2039: 290403.3125
New Nuclear GE X300 | DEF | Capitalized Interest ($000) | 2030: 1168.9849; 2031: 9026.6084; 2032: 24747.7559; 2033: 49705.6836; 2034: 83321.7188; 2035: 125850.0469; 2036: 178677.6875; 2037: 237111.7188; 2038: 121010.4062; 2039: 154436.5938
New Nuclear GE X300 | DEF | Rate Base ($000) | 2038: 4186769.75; 2039: 3859995; 2040: 7831077.5; 2041: 7277404
New Nuclear GE X300 | DEF | Allowed Return ($000) | 2038: 382851.5; 2039: 352970.1875; 2040: 716098.625; 2041: 665469
New Nuclear GE X300 PTC | DEF | Added (Projects) | 2038: 2; 2040: 2
New Nuclear GE X300 PTC | DEF | Active (Projects) | 2038: 2; 2039: 2; 2040: 4; 2041: 4
New Nuclear GE X300 PTC | DEF | Capacity (MW) | 2038: 570; 2039: 570; 2040: 1140; 2041: 1140
New Nuclear GE X300 PTC | DEF | Carrying Costs ($/kW)
New Nuclear GE X300 PTC | DEF | Installed Cost ($/kW)
New Nuclear GE X300 PTC | DEF | Carrying Costs ($000)
New Nuclear GE X300 PTC | DEF | Capital Expense ($000)
New Nuclear GE X300 PTC | DEF | Installed Cost ($000)
New Nuclear GE X300 PTC | DEF | Book Value ($000)
New Nuclear GE X300 PTC | DEF | Book Depreciation ($000)
New Nuclear GE X300 PTC | DEF | Tax Depreciation ($000)
New Nuclear GE X300 PTC | DEF | Deferred Taxes ($000)
New Nuclear GE X300 PTC | DEF | ADIT ($000)
New Nuclear GE X300 PTC | DEF | Tax Credits ($000)
New Nuclear GE X300 PTC | DEF | Deferred Credits ($000)
New Nuclear GE X300 PTC | DEF | Property Taxes ($000)
New Nuclear GE X300 PTC | DEF | Decommissioning ($000)
New Nuclear GE X300 PTC | DEF | Other Costs ($000)
New Nuclear GE X300 PTC | DEF | Debt ($000)
New Nuclear GE X300 PTC | DEF | Debt Service ($000)
New Nuclear GE X300 PTC | DEF | Interest ($000)
New Nuclear GE X300 PTC | DEF | AFUDC ($000)
New Nuclear GE X300 PTC | DEF | Capitalized Interest ($000)
New Nuclear GE X300 PTC | DEF | Rate Base ($000)
New Nuclear GE X300 PTC | DEF | Allowed Return ($000)
New Solar Utility Owned 1 | DEF | Added (Projects) | 2025: 2
New Solar Utility Owned 1 | DEF | Active (Projects) |  |  | 2 | 2 | 2 | 2 | 2 | 2 | 2 | 2 | 2 | 2 | 2 | 2 | 2 | 2 | 2 | 2 | 2
New Solar Utility Owned 1 | DEF | Capacity (MW) |  |  | 149.8 | 149.8 | 149.8 | 149.8 | 149.8 | 149.8 | 149.8 | 149.8 | 149.8 | 149.8 | 149.8 | 149.8 | 149.8 | 149.8 | 149.8 | 149.8 | 149.8
New Solar Utility Owned 1 | DEF | Carrying Costs ($/kW) |  |  | 174.9422 | 172.744 | 170.5889 | 168.4756 | 166.4043 | 164.3738 | 162.3842 | 113.5836 | 115.0259 | 116.4867 | 117.9664 | 119.4642 | 120.9817 | 122.518 | 124.0742 | 125.6499 | 127.2457
New Solar Utility Owned 1 | DEF | Installed Cost ($/kW) | 2025: 1612.6583
New Solar Utility Owned 1 | DEF | Carrying Costs ($000) |  |  | 26206.3418 | 25877.0547 | 25554.2109 | 25237.6445 | 24927.3652 | 24623.2031 | 24325.1523 | 17014.8262 | 17230.877 | 17449.7109 | 17671.373 | 17895.7402 | 18123.0586 | 18353.1914 | 18586.3203 | 18822.3574 | 19061.4043
New Solar Utility Owned 1 | DEF | Capital Expense ($000) | 2023: 45045.8008; 2024: 184687.8125
New Solar Utility Owned 1 | DEF | Installed Cost ($000) | 2025: 241576.2188
New Solar Utility Owned 1 | DEF | Book Value ($000) | 46518.0586 | 240287.0312 | 222287.7344 | 197095.8438 | 179576.0625 | 166659.5312 | 153743 | 144278.9219 | 138267.2969 | 132255.6719 | 126244.0469 | 120232.4219 | 114220.7969 | 108209.1719 | 102197.5469 | 96185.9219 | 90174.2969 | 84162.6719 | 78151.0469
New Solar Utility Owned 1 | DEF | Book Depreciation ($000) |  |  | 8052.5405 | 8052.5405 | 8052.5405 | 8052.5405 | 8052.5405 | 8052.5405 | 8052.5405 | 8052.5405 | 8052.5405 | 8052.5405 | 8052.5405 | 8052.5405 | 8052.5405 | 8052.5405 | 8052.5405 | 8052.5405 | 8052.5405
New Solar Utility Owned 1 | DEF | Tax Depreciation ($000) | 2023: 704.9667; 2024: 4381.5796; 2025: 47297.9336; 2026: 75676.7031; 2027: 45406.0195; 2028: 27243.6133; 2029: 27243.6133; 2030: 13621.8066
New Solar Utility Owned 1 | DEF | Deferred Taxes ($000) | 178.6738 | 1110.5114 | 9946.7451 | 17139.3457 | 9467.2402 | 4863.9775 | 4863.9775 | 1411.5305 | -2040.9165 | -2040.9165 | -2040.9165 | -2040.9165 | -2040.9165 | -2040.9165 | -2040.9165 | -2040.9165 | -2040.9165 | -2040.9165 | -2040.9165
New Solar Utility Owned 1 | DEF | ADIT ($000) | 178.6738 | 1289.1852 | 11235.9307 | 28375.2773 | 37842.5156 | 42706.4922 | 47570.4688 | 48982 | 46941.082 | 44900.1641 | 42859.2461 | 40818.3281 | 38777.4102 | 36736.4922 | 34695.5742 | 32654.6582 | 30613.7422 | 28572.8262 | 26531.9102
New Solar Utility Owned 1 | DEF | Tax Credits ($000)
New Solar Utility Owned 1 | DEF | Deferred Credits ($000)
New Solar Utility Owned 1 | DEF | Property Taxes ($000) |  |  | 1738.8656 | 1738.8656 | 1738.8656 | 1738.8656 | 1738.8656 | 1738.8656 | 1738.8656 | 1738.8656 | 1738.8656 | 1738.8656 | 1738.8656 | 1738.8656 | 1738.8656 | 1738.8656 | 1738.8656 | 1738.8656 | 1738.8656
New Solar Utility Owned 1 | DEF | Decommissioning ($000)
New Solar Utility Owned 1 | DEF | Other Costs ($000) |  |  | 218.2158 | 218.2158 | 218.2158 | 218.2158 | 218.2158 | 218.2158 | 218.2158 | 218.2158 | 218.2158 | 218.2158 | 218.2158 | 218.2158 | 218.2158 | 218.2158 | 218.2158 | 218.2158 | 218.2158
New Solar Utility Owned 1 | DEF | Debt ($000) | 21863.4883 | 112934.9062 | 108705.0703 | 98555.1484 | 88517.9141 | 81365.3828 | 75294.6094 | 70035.1719 | 66398.3828 | 63572.918 | 60747.457 | 57921.9922 | 55096.5273 | 52271.0664 | 49445.6016 | 46620.1367 | 43794.6719 | 40969.2109 | 38143.7461
New Solar Utility Owned 1 | DEF | Debt Service ($000) | -20917.5273 | -85261.3203 | 8795.4453 | 14289.2344 | 13754.9844 | 10569.875 | 9233.1484 | 8200.9141 | 6425.5195 | 5495.5273 | 5376.8555 | 5258.1875 | 5139.5195 | 5020.8438 | 4902.1797 | 4783.5117 | 4664.8398 | 4546.168 | 4427.5039
New Solar Utility Owned 1 | DEF | Interest ($000) | 945.9618 | 5810.0981 | 4565.6128 | 4139.3164 | 3717.7524 | 3417.3459 | 3162.3735 | 2941.4773 | 2788.7319 | 2670.0625 | 2551.3931 | 2432.7236 | 2314.0542 | 2195.3848 | 2076.7153 | 1958.0458 | 1839.3762 | 1720.7068 | 1602.0374
New Solar Utility Owned 1 | DEF | AFUDC ($000) | 2023: 1650.9285; 2024: 10191.6777
New Solar Utility Owned 1 | DEF | Capitalized Interest ($000) | 2023: 945.9618; 2024: 5810.0981
New Solar Utility Owned 1 | DEF | Rate Base ($000) |  |  | 231287.3906 | 209691.8125 | 188335.9844 | 173117.8281 | 160201.2969 | 149011 | 141273.1562 | 135261.5312 | 129249.9062 | 123238.2812 | 117226.6562 | 111215.0312 | 105203.4062 | 99191.7812 | 93180.1562 | 87168.5312 | 81156.9062
New Solar Utility Owned 1 | DEF | Allowed Return ($000) |  |  | 21149.6523 | 19174.8848 | 17222.041 | 15830.4434 | 14649.3154 | 13626.0391 | 12918.4658 | 12368.7441 | 11819.0215 | 11269.2998 | 10719.5771 | 10169.8555 | 9620.1338 | 9070.4111 | 8520.6895 | 7970.9673 | 7421.2451
New Solar Utility Owned 1 PTC | DEF | Added (Projects) | 2025: 2
New Solar Utility Owned 1 PTC | DEF | Active (Projects) |  |  | 2 | 2 | 2 | 2 | 2 | 2 | 2 | 2 | 2 | 2 | 2 | 2 | 2 | 2 | 2 | 2 | 2
New Solar Utility Owned 1 PTC | DEF | Capacity (MW) |  |  | 149.8 | 149.8 | 149.8 | 149.8 | 149.8 | 149.8 | 149.8 | 149.8 | 149.8 | 149.8 | 149.8 | 149.8 | 149.8 | 149.8 | 149.8 | 149.8 | 149.8
New Solar Utility Owned 1 PTC | DEF | Carrying Costs ($/kW)
New Solar Utility Owned 1 PTC | DEF | Installed Cost ($/kW)
New Solar Utility Owned 1 PTC | DEF | Carrying Costs ($000)
New Solar Utility Owned 1 PTC | DEF | Capital Expense ($000)
New Solar Utility Owned 1 PTC | DEF | Installed Cost ($000)
New Solar Utility Owned 1 PTC | DEF | Book Value ($000)
New Solar Utility Owned 1 PTC | DEF | Book Depreciation ($000)
New Solar Utility Owned 1 PTC | DEF | Tax Depreciation ($000)
New Solar Utility Owned 1 PTC | DEF | Deferred Taxes ($000)
New Solar Utility Owned 1 PTC | DEF | ADIT ($000)
New Solar Utility Owned 1 PTC | DEF | Tax Credits ($000)
New Solar Utility Owned 1 PTC | DEF | Deferred Credits ($000)
New Solar Utility Owned 1 PTC | DEF | Property Taxes ($000)
New Solar Utility Owned 1 PTC | DEF | Decommissioning ($000)
New Solar Utility Owned 1 PTC | DEF | Other Costs ($000)
New Solar Utility Owned 1 PTC | DEF | Debt ($000)
New Solar Utility Owned 1 PTC | DEF | Debt Service ($000)
New Solar Utility Owned 1 PTC | DEF | Interest ($000)
New Solar Utility Owned 1 PTC | DEF | AFUDC ($000)
New Solar Utility Owned 1 PTC | DEF | Capitalized Interest ($000)
New Solar Utility Owned 1 PTC | DEF | Rate Base ($000)
New Solar Utility Owned 1 PTC | DEF | Allowed Return ($000)
New Solar Utility Owned 2 | DEF | Added (Projects) | 2025: 4
New Solar Utility Owned 2 | DEF | Active (Projects) |  |  | 4 | 4 | 4 | 4 | 4 | 4 | 4 | 4 | 4 | 4 | 4 | 4 | 4 | 4 | 4 | 4 | 4
New Solar Utility Owned 2 | DEF | Capacity (MW) |  |  | 299.6 | 299.6 | 299.6 | 299.6 | 299.6 | 299.6 | 299.6 | 299.6 | 299.6 | 299.6 | 299.6 | 299.6 | 299.6 | 299.6 | 299.6 | 299.6 | 299.6
New Solar Utility Owned 2 | DEF | Carrying Costs ($/kW) |  |  | 174.9422 | 172.744 | 170.5889 | 168.4756 | 166.4043 | 164.3738 | 162.3842 | 113.5836 | 115.0259 | 116.4867 | 117.9664 | 119.4642 | 120.9817 | 122.518 | 124.0742 | 125.6499 | 127.2457
New Solar Utility Owned 2 | DEF | Installed Cost ($/kW) | 2025: 1612.6583
New Solar Utility Owned 2 | DEF | Carrying Costs ($000) |  |  | 52412.6836 | 51754.1094 | 51108.4219 | 50475.2891 | 49854.7305 | 49246.4062 | 48650.3047 | 34029.6523 | 34461.7539 | 34899.4219 | 35342.7461 | 35791.4805 | 36246.1172 | 36706.3828 | 37172.6406 | 37644.7148 | 38122.8086
New Solar Utility Owned 2 | DEF | Capital Expense ($000) | 2023: 90091.6016; 2024: 369375.625
New Solar Utility Owned 2 | DEF | Installed Cost ($000) | 2025: 483152.4375
New Solar Utility Owned 2 | DEF | Book Value ($000) | 93036.1172 | 480574.0625 | 444575.4688 | 394191.6875 | 359152.125 | 333319.0625 | 307486 | 288557.8438 | 276534.5938 | 264511.3438 | 252488.0938 | 240464.8438 | 228441.5938 | 216418.3438 | 204395.0938 | 192371.8438 | 180348.5938 | 168325.3438 | 156302.0938
New Solar Utility Owned 2 | DEF | Book Depreciation ($000) |  |  | 16105.0811 | 16105.0811 | 16105.0811 | 16105.0811 | 16105.0811 | 16105.0811 | 16105.0811 | 16105.0811 | 16105.0811 | 16105.0811 | 16105.0811 | 16105.0811 | 16105.0811 | 16105.0811 | 16105.0811 | 16105.0811 | 16105.0811
New Solar Utility Owned 2 | DEF | Tax Depreciation ($000) | 2023: 1409.9333; 2024: 8763.1592; 2025: 94595.8672; 2026: 151353.4062; 2027: 90812.0391; 2028: 54487.2266; 2029: 54487.2266; 2030: 27243.6133
New Solar Utility Owned 2 | DEF | Deferred Taxes ($000) | 357.3476 | 2221.0227 | 19893.4902 | 34278.6914 | 18934.4805 | 9727.9551 | 9727.9551 | 2823.061 | -4081.833 | -4081.833 | -4081.833 | -4081.833 | -4081.833 | -4081.833 | -4081.833 | -4081.833 | -4081.833 | -4081.833 | -4081.833
New Solar Utility Owned 2 | DEF | ADIT ($000) | 357.3476 | 2578.3704 | 22471.8613 | 56750.5547 | 75685.0312 | 85412.9844 | 95140.9375 | 97964 | 93882.1641 | 89800.3281 | 85718.4922 | 81636.6562 | 77554.8203 | 73472.9844 | 69391.1484 | 65309.3164 | 61227.4844 | 57145.6523 | 53063.8203
New Solar Utility Owned 2 | DEF | Tax Credits ($000)
New Solar Utility Owned 2 | DEF | Deferred Credits ($000)
New Solar Utility Owned 2 | DEF | Property Taxes ($000) |  |  | 3477.7312 | 3477.7312 | 3477.7312 | 3477.7312 | 3477.7312 | 3477.7312 | 3477.7312 | 3477.7312 | 3477.7312 | 3477.7312 | 3477.7312 | 3477.7312 | 3477.7312 | 3477.7312 | 3477.7312 | 3477.7312 | 3477.7312
New Solar Utility Owned 2 | DEF | Decommissioning ($000)
New Solar Utility Owned 2 | DEF | Other Costs ($000) |  |  | 436.4316 | 436.4316 | 436.4316 | 436.4316 | 436.4316 | 436.4316 | 436.4316 | 436.4316 | 436.4316 | 436.4316 | 436.4316 | 436.4316 | 436.4316 | 436.4316 | 436.4316 | 436.4316 | 436.4316
New Solar Utility Owned 2 | DEF | Debt ($000) | 43726.9766 | 225869.8125 | 217410.1406 | 197110.2969 | 177035.8281 | 162730.7656 | 150589.2188 | 140070.3438 | 132796.7656 | 127145.8359 | 121494.9141 | 115843.9844 | 110193.0547 | 104542.1328 | 98891.2031 | 93240.2734 | 87589.3438 | 81938.4219 | 76287.4922
New Solar Utility Owned 2 | DEF | Debt Service ($000) | -41835.0547 | -170522.6406 | 17590.8906 | 28578.4688 | 27509.9688 | 21139.75 | 18466.2969 | 16401.8281 | 12851.0391 | 10991.0547 | 10753.7109 | 10516.375 | 10279.0391 | 10041.6875 | 9804.3594 | 9567.0234 | 9329.6797 | 9092.3359 | 8855.0078
New Solar Utility Owned 2 | DEF | Interest ($000) | 1891.9236 | 11620.1963 | 9131.2256 | 8278.6328 | 7435.5049 | 6834.6919 | 6324.7471 | 5882.9546 | 5577.4639 | 5340.125 | 5102.7861 | 4865.4473 | 4628.1084 | 4390.7695 | 4153.4307 | 3916.0916 | 3678.7524 | 3441.4136 | 3204.0747
New Solar Utility Owned 2 | DEF | AFUDC ($000) | 2023: 3301.8569; 2024: 20383.3555
New Solar Utility Owned 2 | DEF | Capitalized Interest ($000) | 2023: 1891.9236; 2024: 11620.1963
New Solar Utility Owned 2 | DEF | Rate Base ($000) |  |  | 462574.7812 | 419383.625 | 376671.9688 | 346235.6562 | 320402.5938 | 298022 | 282546.3125 | 270523.0625 | 258499.8125 | 246476.5625 | 234453.3125 | 222430.0625 | 210406.8125 | 198383.5625 | 186360.3125 | 174337.0625 | 162313.8125
New Solar Utility Owned 2 | DEF | Allowed Return ($000) |  |  | 42299.3047 | 38349.7695 | 34444.082 | 31660.8867 | 29298.6309 | 27252.0781 | 25836.9316 | 24737.4883 | 23638.043 | 22538.5996 | 21439.1543 | 20339.7109 | 19240.2676 | 18140.8223 | 17041.3789 | 15941.9346 | 14842.4902
New Solar Utility Owned 2 PTC | DEF | Added (Projects) | 2025: 4
New Solar Utility Owned 2 PTC | DEF | Active (Projects) |  |  | 4 | 4 | 4 | 4 | 4 | 4 | 4 | 4 | 4 | 4 | 4 | 4 | 4 | 4 | 4 | 4 | 4
New Solar Utility Owned 2 PTC | DEF | Capacity (MW) |  |  | 299.6 | 299.6 | 299.6 | 299.6 | 299.6 | 299.6 | 299.6 | 299.6 | 299.6 | 299.6 | 299.6 | 299.6 | 299.6 | 299.6 | 299.6 | 299.6 | 299.6
New Solar Utility Owned 2 PTC | DEF | Carrying Costs ($/kW)
New Solar Utility Owned 2 PTC | DEF | Installed Cost ($/kW)
New Solar Utility Owned 2 PTC | DEF | Carrying Costs ($000)
New Solar Utility Owned 2 PTC | DEF | Capital Expense ($000)
New Solar Utility Owned 2 PTC | DEF | Installed Cost ($000)
New Solar Utility Owned 2 PTC | DEF | Book Value ($000)
New Solar Utility Owned 2 PTC | DEF | Book Depreciation ($000)
New Solar Utility Owned 2 PTC | DEF | Tax Depreciation ($000)
New Solar Utility Owned 2 PTC | DEF | Deferred Taxes ($000)
New Solar Utility Owned 2 PTC | DEF | ADIT ($000)
New Solar Utility Owned 2 PTC | DEF | Tax Credits ($000)
New Solar Utility Owned 2 PTC | DEF | Deferred Credits ($000)
New Solar Utility Owned 2 PTC | DEF | Property Taxes ($000)
New Solar Utility Owned 2 PTC | DEF | Decommissioning ($000)
New Solar Utility Owned 2 PTC | DEF | Other Costs ($000)
New Solar Utility Owned 2 PTC | DEF | Debt ($000)
New Solar Utility Owned 2 PTC | DEF | Debt Service ($000)
New Solar Utility Owned 2 PTC | DEF | Interest ($000)
New Solar Utility Owned 2 PTC | DEF | AFUDC ($000)
New Solar Utility Owned 2 PTC | DEF | Capitalized Interest ($000)
New Solar Utility Owned 2 PTC | DEF | Rate Base ($000)
New Solar Utility Owned 2 PTC | DEF | Allowed Return ($000)
New Solar Utility Owned 3 | DEF | Added (Projects) | 2027: 4; 2028: 4; 2029: 3; 2030: 4; 2031: 5; 2032: 6
New Solar Utility Owned 3 | DEF | Active (Projects) |  |  |  |  | 4 | 8 | 11 | 15 | 20 | 26 | 26 | 26 | 26 | 26 | 26 | 26 | 26 | 26 | 26
New Solar Utility Owned 3 | DEF | Capacity (MW) |  |  |  |  | 299.6 | 599.2 | 823.9 | 1123.5 | 1498 | 1947.4 | 1947.4 | 1947.4 | 1947.4 | 1947.4 | 1947.4 | 1947.4 | 1947.4 | 1947.4 | 1947.4
New Solar Utility Owned 3 | DEF | Carrying Costs ($/kW) |  |  |  |  | 170.5889 | 168.4756 | 166.4043 | 164.3739 | 162.3842 | 113.5836 | 115.0259 | 116.4867 | 117.9664 | 119.4642 | 120.9817 | 122.518 | 124.0742 | 125.6499 | 127.2457
New Solar Utility Owned 3 | DEF | Installed Cost ($/kW) | 2027: 1561.466; 2028: 1536.4827; 2029: 1511.8989; 2030: 1487.7086; 2031: 1463.9052; 2032: 1440.4828
New Solar Utility Owned 3 | DEF | Carrying Costs ($000) |  |  |  |  | 51108.4219 | 100950.5781 | 137100.5156 | 184674.0312 | 243251.5156 | 221192.7344 | 224001.3906 | 226846.2188 | 229727.8594 | 232644.625 | 235599.7656 | 238591.4844 | 241622.1562 | 244690.6562 | 247798.25
New Solar Utility Owned 3 | DEF | Capital Expense ($000) | 2025: 87231.7344; 2026: 443486.1875; 2027: 415274.7812; 2028: 342833.9375; 2029: 442983.0312; 2030: 539839.5625; 2031: 494908.8438
New Solar Utility Owned 3 | DEF | Installed Cost ($000) | 2027: 467815.2188; 2028: 460330.2188; 2029: 339723.6875; 2030: 445717.5; 2031: 548232.5; 2032: 647353
New Solar Utility Owned 3 | DEF | Book Value ($000) |  |  | 90082.7734 | 553960.125 | 953753.875 | 1228992.25 | 1584828.375 | 2022188.125 | 2379841 | 2181008.75 | 2002071.25 | 1865573.125 | 1752635.5 | 1653902.625 | 1572256.375 | 1499861.625 | 1427466.875 | 1355072.125 | 1282677.25
New Solar Utility Owned 3 | DEF | Book Depreciation ($000) |  |  |  |  | 15593.8408 | 30938.1816 | 42262.3047 | 57119.5547 | 75393.9688 | 96972.4062 | 96972.4062 | 96972.4062 | 96972.4062 | 96972.4062 | 96972.4062 | 96972.4062 | 96972.4062 | 96972.4062 | 96972.4062
New Solar Utility Owned 3 | DEF | Tax Depreciation ($000) |  |  | 1365.1765 | 9828.3154 | 100933.625 | 244138.7969 | 308331.5 | 344801.8125 | 427230.2188 | 498865.3125 | 420369.9375 | 252922.9375 | 159964.2031 | 103918.1406 | 36502.4219
New Solar Utility Owned 3 | DEF | Deferred Taxes ($000) |  |  | 346.004 | 2490.9866 | 21629.3672 | 54035.6953 | 67435.2422 | 72913.0703 | 89172.9062 | 101859.7656 | 81965.1094 | 39525.6641 | 15965.2715 | 1760.3975 | -15326.1172 | -24577.6562 | -24577.6562 | -24577.6562 | -24577.6562
New Solar Utility Owned 3 | DEF | ADIT ($000) |  |  | 346.004 | 2836.9905 | 24466.3555 | 78502.0469 | 145937.2969 | 218850.3594 | 308023.25 | 409883 | 491848.125 | 531373.75 | 547339.0625 | 549099.4375 | 533773.375 | 509195.6875 | 484618 | 460040.375 | 435462.6875
New Solar Utility Owned 3 | DEF | Tax Credits ($000)
New Solar Utility Owned 3 | DEF | Deferred Credits ($000)
New Solar Utility Owned 3 | DEF | Property Taxes ($000) |  |  |  |  | 3367.334 | 6680.791 | 9126.1221 | 12334.3965 | 16280.5742 | 20940.2207 | 20940.2207 | 20940.2207 | 20940.2207 | 20940.2207 | 20940.2207 | 20940.2207 | 20940.2207 | 20940.2207 | 20940.2207
New Solar Utility Owned 3 | DEF | Decommissioning ($000)
New Solar Utility Owned 3 | DEF | Other Costs ($000) |  |  |  |  | 422.5775 | 838.3937 | 1145.2661 | 1547.8827 | 2043.1011 | 2627.855 | 2627.855 | 2627.855 | 2627.855 | 2627.855 | 2627.855 | 2627.855 | 2627.855 | 2627.855 | 2627.855
New Solar Utility Owned 3 | DEF | Debt ($000) |  |  | 42338.9023 | 260361.2656 | 456455.4688 | 597150.75 | 770071.5 | 980281.4375 | 1156499.25 | 1071799.75 | 983023.875 | 908896.5 | 850279.0625 | 800536.625 | 758147.5 | 721947.75 | 687922.3125 | 653896.75 | 619871.1875
New Solar Utility Owned 3 | DEF | Debt Service ($000) |  |  | -40507.0352 | -204968.5 | -174851.2344 | -114063.625 | -138546.5469 | -166542.8125 | -124786.0391 | 129715.0547 | 130062.8828 | 112301.0078 | 94329.1172 | 83365.0859 | 74231.2891 | 66521.4688 | 62918.25 | 61489.1953 | 60060.1328
New Solar Utility Owned 3 | DEF | Interest ($000) |  |  | 1831.8665 | 13053.8818 | 21242.9551 | 26631.6953 | 34374.1992 | 43667.1016 | 51431.7617 | 45015.5898 | 41287 | 38173.6523 | 35711.7227 | 33622.5352 | 31842.1934 | 30321.8066 | 28892.7344 | 27463.6641 | 26034.5898
New Solar Utility Owned 3 | DEF | AFUDC ($000) | 2025: 3197.043; 2026: 22882.1973; 2027: 21742.1953; 2028: 17378.375; 2029: 22550.6562; 2030: 27552.9727; 2031: 27310.6895
New Solar Utility Owned 3 | DEF | Capitalized Interest ($000) | 2025: 1831.8665; 2026: 13053.8818; 2027: 12401.5908; 2028: 9915.958; 2029: 12866.6201; 2030: 15720.3203; 2031: 15569.3486
New Solar Utility Owned 3 | DEF | Rate Base ($000) |  |  |  |  | 447890.7812 | 846795.25 | 1089543.25 | 1415743.75 | 1816738.25 | 2280425 | 2091540.25 | 1933822.25 | 1809104.375 | 1703269.375 | 1613079.625 | 1536059.25 | 1463664.375 | 1391269.75 | 1318874.875
New Solar Utility Owned 3 | DEF | Allowed Return ($000) |  |  |  |  | 40956.5547 | 77433.6406 | 99631.2969 | 129460.1016 | 166128.3125 | 208529.2969 | 191257.0625 | 176834.8438 | 165430.25 | 155752.3438 | 147505.125 | 140462.125 | 133842.125 | 127222.125 | 120602.1094
New Solar Utility Owned 3 PTC | DEF | Added (Projects) | 2027: 4; 2028: 4; 2029: 3; 2030: 4; 2031: 5; 2032: 6
New Solar Utility Owned 3 PTC | DEF | Active (Projects) |  |  |  |  | 4 | 8 | 11 | 15 | 20 | 26 | 26 | 26 | 26 | 26 | 26 | 26 | 26 | 26 | 26
New Solar Utility Owned 3 PTC | DEF | Capacity (MW) |  |  |  |  | 299.6 | 599.2 | 823.9 | 1123.5 | 1498 | 1947.4 | 1947.4 | 1947.4 | 1947.4 | 1947.4 | 1947.4 | 1947.4 | 1947.4 | 1947.4 | 1947.4
New Solar Utility Owned 3 PTC | DEF | Carrying Costs ($/kW)
New Solar Utility Owned 3 PTC | DEF | Installed Cost ($/kW)
New Solar Utility Owned 3 PTC | DEF | Carrying Costs ($000)
New Solar Utility Owned 3 PTC | DEF | Capital Expense ($000)
New Solar Utility Owned 3 PTC | DEF | Installed Cost ($000)
New Solar Utility Owned 3 PTC | DEF | Book Value ($000)
New Solar Utility Owned 3 PTC | DEF | Book Depreciation ($000)
New Solar Utility Owned 3 PTC | DEF | Tax Depreciation ($000)
New Solar Utility Owned 3 PTC | DEF | Deferred Taxes ($000)
New Solar Utility Owned 3 PTC | DEF | ADIT ($000)
New Solar Utility Owned 3 PTC | DEF | Tax Credits ($000)
New Solar Utility Owned 3 PTC | DEF | Deferred Credits ($000)
New Solar Utility Owned 3 PTC | DEF | Property Taxes ($000)
New Solar Utility Owned 3 PTC | DEF | Decommissioning ($000)
New Solar Utility Owned 3 PTC | DEF | Other Costs ($000)
New Solar Utility Owned 3 PTC | DEF | Debt ($000)
New Solar Utility Owned 3 PTC | DEF | Debt Service ($000)
New Solar Utility Owned 3 PTC | DEF | Interest ($000)
New Solar Utility Owned 3 PTC | DEF | AFUDC ($000)
New Solar Utility Owned 3 PTC | DEF | Capitalized Interest ($000)
New Solar Utility Owned 3 PTC | DEF | Rate Base ($000)
New Solar Utility Owned 3 PTC | DEF | Allowed Return ($000)
New Solar Utility Owned 4 | DEF | Added (Projects) | 2026: 4
New Solar Utility Owned 4 | DEF | Active (Projects) |  |  |  | 4 | 4 | 4 | 4 | 4 | 4 | 4 | 4 | 4 | 4 | 4 | 4 | 4 | 4 | 4 | 4
New Solar Utility Owned 4 | DEF | Capacity (MW) |  |  |  | 299.6 | 299.6 | 299.6 | 299.6 | 299.6 | 299.6 | 299.6 | 299.6 | 299.6 | 299.6 | 299.6 | 299.6 | 299.6 | 299.6 | 299.6 | 299.6
New Solar Utility Owned 4 | DEF | Carrying Costs ($/kW) |  |  |  | 172.744 | 170.5889 | 168.4756 | 166.4043 | 164.3738 | 162.3842 | 113.5836 | 115.0259 | 116.4867 | 117.9664 | 119.4642 | 120.9817 | 122.518 | 124.0742 | 125.6499 | 127.2457
New Solar Utility Owned 4 | DEF | Installed Cost ($/kW) | 2026: 1586.8558
New Solar Utility Owned 4 | DEF | Carrying Costs ($000) |  |  |  | 51754.1094 | 51108.4219 | 50475.2891 | 49854.7305 | 49246.4062 | 48650.3047 | 34029.6523 | 34461.7539 | 34899.4219 | 35342.7461 | 35791.4805 | 36246.1172 | 36706.3828 | 37172.6406 | 37644.7148 | 38122.8086
New Solar Utility Owned 4 | DEF | Capital Expense ($000) | 2024: 88650.1328; 2025: 363465.5938
New Solar Utility Owned 4 | DEF | Installed Cost ($000) | 2026: 475422
New Solar Utility Owned 4 | DEF | Book Value ($000) |  | 91547.5234 | 472884.875 | 437462.2812 | 387884.6562 | 353405.7188 | 327986 | 302566.2812 | 283940.9688 | 272110.0938 | 260279.2188 | 248448.3438 | 236617.4688 | 224786.5938 | 212955.7188 | 201124.8438 | 189293.9688 | 177463.0938 | 165632.2188
New Solar Utility Owned 4 | DEF | Book Depreciation ($000) |  |  |  | 15847.4004 | 15847.4004 | 15847.4004 | 15847.4004 | 15847.4004 | 15847.4004 | 15847.4004 | 15847.4004 | 15847.4004 | 15847.4004 | 15847.4004 | 15847.4004 | 15847.4004 | 15847.4004 | 15847.4004 | 15847.4004
New Solar Utility Owned 4 | DEF | Tax Depreciation ($000) | 2024: 1387.3744; 2025: 8622.9502; 2026: 93082.3359; 2027: 148931.75; 2028: 89359.0547; 2029: 53615.4336; 2030: 53615.4336; 2031: 26807.7168
New Solar Utility Owned 4 | DEF | Deferred Taxes ($000) |  | 351.63 | 2185.4868 | 19575.1953 | 33730.2266 | 18631.5293 | 9572.3076 | 9572.3076 | 2777.8923 | -4016.5237 | -4016.5237 | -4016.5237 | -4016.5237 | -4016.5237 | -4016.5237 | -4016.5237 | -4016.5237 | -4016.5237 | -4016.5237
New Solar Utility Owned 4 | DEF | ADIT ($000) |  | 351.63 | 2537.1169 | 22112.3125 | 55842.5391 | 74474.0703 | 84046.375 | 93618.6797 | 96396.5703 | 92380.0469 | 88363.5234 | 84347 | 80330.4766 | 76313.9531 | 72297.4297 | 68280.9062 | 64264.3828 | 60247.8594 | 56231.3359
New Solar Utility Owned 4 | DEF | Tax Credits ($000)
New Solar Utility Owned 4 | DEF | Deferred Credits ($000)
New Solar Utility Owned 4 | DEF | Property Taxes ($000) |  |  |  | 3422.0874 | 3422.0874 | 3422.0874 | 3422.0874 | 3422.0874 | 3422.0874 | 3422.0874 | 3422.0874 | 3422.0874 | 3422.0874 | 3422.0874 | 3422.0874 | 3422.0874 | 3422.0874 | 3422.0874 | 3422.0874
New Solar Utility Owned 4 | DEF | Decommissioning ($000)
New Solar Utility Owned 4 | DEF | Other Costs ($000) |  |  |  | 429.4487 | 429.4487 | 429.4487 | 429.4487 | 429.4487 | 429.4487 | 429.4487 | 429.4487 | 429.4487 | 429.4487 | 429.4487 | 429.4487 | 429.4487 | 429.4487 | 429.4487 | 429.4487
New Solar Utility Owned 4 | DEF | Debt ($000) |  | 43027.3359 | 222255.8906 | 213931.5781 | 193956.5156 | 174203.2188 | 160127.0469 | 148179.7969 | 137829.2188 | 130672.0156 | 125111.5 | 119550.9922 | 113990.4766 | 108429.9688 | 102869.4609 | 97308.9453 | 91748.4375 | 86187.9219 | 80627.4141
New Solar Utility Owned 4 | DEF | Debt Service ($000) |  | -41165.6836 | -167794.2812 | 17309.4375 | 28121.2344 | 27069.8281 | 20801.5 | 18170.7969 | 16139.4062 | 12645.4297 | 10815.1953 | 10581.6484 | 10348.1172 | 10114.5625 | 9881.0234 | 9647.4922 | 9413.9453 | 9180.4062 | 8946.8594
New Solar Utility Owned 4 | DEF | Interest ($000) |  | 1861.6527 | 11434.2725 | 8985.126 | 8146.1733 | 7316.5352 | 6725.3359 | 6223.5513 | 5788.8271 | 5488.2246 | 5254.6831 | 5021.1416 | 4787.6001 | 4554.0586 | 4320.5171 | 4086.9756 | 3853.4343 | 3619.8926 | 3386.3513
New Solar Utility Owned 4 | DEF | AFUDC ($000) | 2024: 3249.0271; 2025: 20057.2227
New Solar Utility Owned 4 | DEF | Capitalized Interest ($000) | 2024: 1861.6527; 2025: 11434.2725
New Solar Utility Owned 4 | DEF | Rate Base ($000) |  |  |  | 455173.5625 | 412673.4375 | 370645.1562 | 340695.8438 | 315276.1562 | 293253.6562 | 278025.5625 | 266194.6875 | 254363.8125 | 242532.9375 | 230702.0625 | 218871.1875 | 207040.3125 | 195209.4375 | 183378.5625 | 171547.6875
New Solar Utility Owned 4 | DEF | Allowed Return ($000) |  |  |  | 41622.5156 | 37736.168 | 33892.9688 | 31154.3086 | 28829.8516 | 26816.0449 | 25423.5391 | 24341.6875 | 23259.834 | 22177.9824 | 21096.1289 | 20014.2754 | 18932.4238 | 17850.5703 | 16768.7168 | 15686.8652
New Solar Utility Owned 4 PTC | DEF | Added (Projects) | 2026: 4
New Solar Utility Owned 4 PTC | DEF | Active (Projects) |  |  |  | 4 | 4 | 4 | 4 | 4 | 4 | 4 | 4 | 4 | 4 | 4 | 4 | 4 | 4 | 4 | 4
New Solar Utility Owned 4 PTC | DEF | Capacity (MW) |  |  |  | 299.6 | 299.6 | 299.6 | 299.6 | 299.6 | 299.6 | 299.6 | 299.6 | 299.6 | 299.6 | 299.6 | 299.6 | 299.6 | 299.6 | 299.6 | 299.6
New Solar Utility Owned 4 PTC | DEF | Carrying Costs ($/kW)
New Solar Utility Owned 4 PTC | DEF | Installed Cost ($/kW)
New Solar Utility Owned 4 PTC | DEF | Carrying Costs ($000)
New Solar Utility Owned 4 PTC | DEF | Capital Expense ($000)
New Solar Utility Owned 4 PTC | DEF | Installed Cost ($000)
New Solar Utility Owned 4 PTC | DEF | Book Value ($000)
New Solar Utility Owned 4 PTC | DEF | Book Depreciation ($000)
New Solar Utility Owned 4 PTC | DEF | Tax Depreciation ($000)
New Solar Utility Owned 4 PTC | DEF | Deferred Taxes ($000)
New Solar Utility Owned 4 PTC | DEF | ADIT ($000)
New Solar Utility Owned 4 PTC | DEF | Tax Credits ($000)
New Solar Utility Owned 4 PTC | DEF | Deferred Credits ($000)
New Solar Utility Owned 4 PTC | DEF | Property Taxes ($000)
New Solar Utility Owned 4 PTC | DEF | Decommissioning ($000)
New Solar Utility Owned 4 PTC | DEF | Other Costs ($000)
New Solar Utility Owned 4 PTC | DEF | Debt ($000)
New Solar Utility Owned 4 PTC | DEF | Debt Service ($000)
New Solar Utility Owned 4 PTC | DEF | Interest ($000)
New Solar Utility Owned 4 PTC | DEF | AFUDC ($000)
New Solar Utility Owned 4 PTC | DEF | Capitalized Interest ($000)
New Solar Utility Owned 4 PTC | DEF | Rate Base ($000)
New Solar Utility Owned 4 PTC | DEF | Allowed Return ($000)
New Solar Utility Owned 6 | DEF | Added (Projects) | 2033: 12; 2034: 11
New Solar Utility Owned 6 | DEF | Active (Projects) | 2033: 12; 2034: 23; 2035: 23; 2036: 23; 2037: 23; 2038: 23; 2039: 23; 2040: 23; 2041: 23
New Solar Utility Owned 6 | DEF | Capacity (MW) | 2033: 898.8; 2034: 1722.7001; 2035: 1722.7001; 2036: 1722.7001; 2037: 1722.7001; 2038: 1722.7001; 2039: 1722.7001; 2040: 1722.7001; 2041: 1722.7001
New Solar Utility Owned 6 | DEF | Carrying Costs ($/kW) | 2033: 115.0259; 2034: 116.4867; 2035: 117.9664; 2036: 119.4642; 2037: 120.9817; 2038: 122.518; 2039: 124.0742; 2040: 125.6499; 2041: 127.2457
New Solar Utility Owned 6 | DEF | Installed Cost ($/kW) | 2033: 1458.7769; 2034: 1477.3033
New Solar Utility Owned 6 | DEF | Carrying Costs ($000) | 2033: 103385.2578; 2034: 200671.6562; 2035: 203220.7969; 2036: 205801.0156; 2037: 208415.1719; 2038: 211061.7188; 2039: 213742.6875; 2040: 216457.125; 2041: 219206.1406
New Solar Utility Owned 6 | DEF | Capital Expense ($000) | 2031: 244484.9219; 2032: 1229345.75; 2033: 930525.4375
New Solar Utility Owned 6 | DEF | Installed Cost ($000) | 2033: 1311148.75; 2034: 1217150.25
New Solar Utility Owned 6 | DEF | Book Value ($000) | 2031: 252475.5469; 2032: 1538526.875; 2033: 2417116; 2034: 2189700.5; 2035: 1967686.375; 2036: 1809311.25; 2037: 1674129; 2038: 1557684.75; 2039: 1477373.25; 2040: 1414456.5; 2041: 1351539.75
New Solar Utility Owned 6 | DEF | Book Depreciation ($000) | 2033: 43704.957; 2034: 84276.6328; 2035: 84276.6328; 2036: 84276.6328; 2037: 84276.6328; 2038: 84276.6328; 2039: 84276.6328; 2040: 84276.6328; 2041: 84276.6328
New Solar Utility Owned 6 | DEF | Tax Depreciation ($000) | 2031: 3826.189; 2032: 27332.793; 2033: 278784.3438; 2034: 649037.8125; 2035: 627727.1875; 2036: 376636.3125; 2037: 285127.4062; 2038: 211195.4062; 2039: 68631.6953
New Solar Utility Owned 6 | DEF | Deferred Taxes ($000) | 2031: 969.7476; 2032: 6927.4971; 2033: 59580.875; 2034: 143138.7188; 2035: 137737.5469; 2036: 74098.5703; 2037: 50905.6328; 2038: 32167.5645; 2039: -3965.2095; 2040: -21359.9141; 2041: -21359.9141
New Solar Utility Owned 6 | DEF | ADIT ($000) | 2031: 969.7476; 2032: 7897.2441; 2033: 67478.1172; 2034: 210616.8438; 2035: 348354.375; 2036: 422452.9375; 2037: 473358.5625; 2038: 505526.125; 2039: 501560.9375; 2040: 480201.0312; 2041: 458841.125
New Solar Utility Owned 6 | DEF | Tax Credits ($000)
New Solar Utility Owned 6 | DEF | Deferred Credits ($000)
New Solar Utility Owned 6 | DEF | Property Taxes ($000) | 2033: 9437.6484; 2034: 18198.6953; 2035: 18198.6953; 2036: 18198.6953; 2037: 18198.6953; 2038: 18198.6953; 2039: 18198.6953; 2040: 18198.6953; 2041: 18198.6953
New Solar Utility Owned 6 | DEF | Decommissioning ($000)
New Solar Utility Owned 6 | DEF | Other Costs ($000) | 2033: 1184.3606; 2034: 2283.8125; 2035: 2283.8125; 2036: 2283.8125; 2037: 2283.8125; 2038: 2283.8125; 2039: 2283.8125; 2040: 2283.8125; 2041: 2283.8125
New Solar Utility Owned 6 | DEF | Debt ($000) | 2031: 118663.5078; 2032: 723107.625; 2033: 1159001.75; 2034: 1082601.875; 2035: 976986; 2036: 887594.5; 2037: 818608.4375; 2038: 759476.1875; 2039: 713238.625; 2040: 679580; 2041: 650009.1875
New Solar Utility Owned 6 | DEF | Debt Service ($000) | 2031: -113529.3281; 2032: -568143.875; 2033: -381841; 2034: 121869.2188; 2035: 146649.3125; 2036: 126670.4688; 2037: 103367.5625; 2038: 91030.25; 2039: 76193.625; 2040: 62200.9062; 2041: 56871.2188
New Solar Utility Owned 6 | DEF | Interest ($000) | 2031: 5134.1831; 2032: 36300.2617; 2033: 54053.1719; 2034: 45469.2812; 2035: 41033.4102; 2036: 37278.9688; 2037: 34381.5547; 2038: 31898; 2039: 29956.0195; 2040: 28542.3613; 2041: 27300.3867
New Solar Utility Owned 6 | DEF | AFUDC ($000) | 2031: 8960.3721; 2032: 63633.0547; 2033: 51349.4414
New Solar Utility Owned 6 | DEF | Capitalized Interest ($000) | 2031: 5134.1831; 2032: 36300.2617; 2033: 29273.4219
New Solar Utility Owned 6 | DEF | Rate Base ($000) | 2033: 1255306.375; 2034: 2303408.25; 2035: 2078693.5; 2036: 1888498.875; 2037: 1741720; 2038: 1615906.75; 2039: 1517529; 2040: 1445915; 2041: 1382998.25
New Solar Utility Owned 6 | DEF | Allowed Return ($000) | 2033: 114789.1953; 2034: 210630.9688; 2035: 190082.3438; 2036: 172690.3438; 2037: 159268.4062; 2038: 147763.6406; 2039: 138767.6562; 2040: 132219.0469; 2041: 126465.75
New Solar Utility Owned 6 PTC | DEF | Added (Projects) | 2033: 12; 2034: 11
New Solar Utility Owned 6 PTC | DEF | Active (Projects) | 2033: 12; 2034: 23; 2035: 23; 2036: 23; 2037: 23; 2038: 23; 2039: 23; 2040: 23; 2041: 23
New Solar Utility Owned 6 PTC | DEF | Capacity (MW) | 2033: 898.8; 2034: 1722.7001; 2035: 1722.7001; 2036: 1722.7001; 2037: 1722.7001; 2038: 1722.7001; 2039: 1722.7001; 2040: 1722.7001; 2041: 1722.7001
New Solar Utility Owned 6 PTC | DEF | Carrying Costs ($/kW)
New Solar Utility Owned 6 PTC | DEF | Installed Cost ($/kW)
New Solar Utility Owned 6 PTC | DEF | Carrying Costs ($000)
New Solar Utility Owned 6 PTC | DEF | Capital Expense ($000)
New Solar Utility Owned 6 PTC | DEF | Installed Cost ($000)
New Solar Utility Owned 6 PTC | DEF | Book Value ($000)
New Solar Utility Owned 6 PTC | DEF | Book Depreciation ($000)
New Solar Utility Owned 6 PTC | DEF | Tax Depreciation ($000)
New Solar Utility Owned 6 PTC | DEF | Deferred Taxes ($000)
New Solar Utility Owned 6 PTC | DEF | ADIT ($000)
New Solar Utility Owned 6 PTC | DEF | Tax Credits ($000)
New Solar Utility Owned 6 PTC | DEF | Deferred Credits ($000)
New Solar Utility Owned 6 PTC | DEF | Property Taxes ($000)
New Solar Utility Owned 6 PTC | DEF | Decommissioning ($000)
New Solar Utility Owned 6 PTC | DEF | Other Costs ($000)
New Solar Utility Owned 6 PTC | DEF | Debt ($000)
New Solar Utility Owned 6 PTC | DEF | Debt Service ($000)
New Solar Utility Owned 6 PTC | DEF | Interest ($000)
New Solar Utility Owned 6 PTC | DEF | AFUDC ($000)
New Solar Utility Owned 6 PTC | DEF | Capitalized Interest ($000)
New Solar Utility Owned 6 PTC | DEF | Rate Base ($000)
New Solar Utility Owned 6 PTC | DEF | Allowed Return ($000)
New Solar+Storage 1 | DEF | Added (Projects) | 2029: 2; 2030: 2; 2031: 2
New Solar+Storage 1 | DEF | Active (Projects) | [6 empty] | 2 | 4 | 6 | 6 | 6 | 6 | 6 | 6 | 6 | 6 | 6 | 6 | 6
New Solar+Storage 1 | DEF | Capacity (MW) | [6 empty] | 149.8 | 299.6 | 449.4 | 449.4 | 449.4 | 449.4 | 449.4 | 449.4 | 449.4 | 449.4 | 449.4 | 449.4 | 449.4
New Solar+Storage 1 | DEF | Carrying Costs ($/kW) | [6 empty] | 255.2989 | 252.5231 | 249.8047 | 172.0347 | 174.5726 | 177.1472 | 179.7607 | 182.4119 | 185.1019 | 187.8326 | 190.6037 | 193.4145 | 196.2673
New Solar+Storage 1 | DEF | Installed Cost ($/kW) | 2029: 2462.9601; 2030: 2426.0772; 2031: 2389.7468
New Solar+Storage 1 | DEF | Carrying Costs ($000) | [6 empty] | 38243.7773 | 75655.9297 | 112262.2266 | 77312.4062 | 78452.9531 | 79609.9453 | 80784.4609 | 81975.9141 | 83184.7969 | 84411.9531 | 85657.3125 | 86920.4766 | 88202.5469
New Solar+Storage 1 | DEF | Capital Expense ($000) | 2027: 169617.0469; 2028: 340934.4688; 2029: 335829; 2030: 168689.4062
New Solar+Storage 1 | DEF | Installed Cost ($000) | 2029: 368951.4375; 2030: 363426.375; 2031: 357984.0938
New Solar+Storage 1 | DEF | Book Value ($000) |  |  |  |  | 175160.7344 | 538703.625 | 869476 | 989672.875 | 898916.9375 | 816004.3125 | 751222.625 | 698427.3125 | 656005.25 | 623801.1875 | 596667.5625 | 569533.875 | 542400.25 | 515266.625 | 488133
New Solar+Storage 1 | DEF | Book Depreciation ($000) | [6 empty] | 12298.3809 | 24412.5938 | 36345.3984 | 36345.3984 | 36345.3984 | 36345.3984 | 36345.3984 | 36345.3984 | 36345.3984 | 36345.3984 | 36345.3984 | 36345.3984 | 36345.3984
New Solar+Storage 1 | DEF | Tax Depreciation ($000) | 2027: 2654.5063; 2028: 10950.7012; 2029: 82378.9141; 2030: 193155.7812; 2031: 251024.75; 2032: 220078.9375; 2033: 148542.2031; 2034: 101249.4453; 2035: 60321.1016; 2036: 20005.6543
New Solar+Storage 1 | DEF | Deferred Taxes ($000) |  |  |  |  | 672.7847 | 2775.4553 | 17761.9102 | 42767.957 | 54410.4883 | 46567.2656 | 28436.2812 | 16449.9316 | 6076.6426 | -4141.3076 | -9211.7412 | -9211.7412 | -9211.7412 | -9211.7412 | -9211.7412
New Solar+Storage 1 | DEF | ADIT ($000) |  |  |  |  | 672.7847 | 3448.24 | 21210.1484 | 63978.1094 | 118388.5938 | 164955.8438 | 193392.1406 | 209842.0781 | 215918.7188 | 211777.4219 | 202565.6875 | 193353.9375 | 184142.2031 | 174930.4688 | 165718.7188
New Solar+Storage 1 | DEF | Tax Credits ($000)
New Solar+Storage 1 | DEF | Deferred Credits ($000)
New Solar+Storage 1 | DEF | Property Taxes ($000) | [6 empty] | 2655.7124 | 5271.6553 | 7848.4248 | 7848.4248 | 7848.4248 | 7848.4248 | 7848.4248 | 7848.4248 | 7848.4248 | 7848.4248 | 7848.4248 | 7848.4248 | 7848.4248
New Solar+Storage 1 | DEF | Decommissioning ($000)
New Solar+Storage 1 | DEF | Other Costs ($000) | [6 empty] | -23100.6914 | -22421.4863 | -21752.4492 | 984.9238 | 984.9238 | 984.9238 | 984.9238 | 984.9238 | 984.9238 | 984.9238 | 984.9238 | 984.9238 | 984.9238
New Solar+Storage 1 | DEF | Debt ($000) |  |  |  |  | 82325.5469 | 253190.6875 | 415075.4375 | 480451.9375 | 443818.5625 | 403006.5 | 368298.3125 | 340667.6875 | 318291.625 | 300754.5 | 286810.0938 | 274057.2812 | 261304.4844 | 248551.6562 | 235798.8438
New Solar+Storage 1 | DEF | Debt Service ($000) |  |  |  |  | -78763.5859 | -156432 | -140709.3438 | -41610.9844 | 55273.75 | 57738.3672 | 50176.6953 | 41938.6406 | 35744.3438 | 30168.8203 | 25990.3906 | 24263.2266 | 23727.6016 | 23191.9844 | 22656.3672
New Solar+Storage 1 | DEF | Interest ($000) |  |  |  |  | 3561.958 | 14433.1426 | 21175.4102 | 23765.5117 | 18640.3789 | 16926.2715 | 15468.5283 | 14308.0439 | 13368.248 | 12631.6875 | 12046.0254 | 11510.4062 | 10974.7871 | 10439.1689 | 9903.5508
New Solar+Storage 1 | DEF | AFUDC ($000) | 2027: 6216.4644; 2028: 25383.8438; 2029: 25003.7207; 2030: 18687.9395
New Solar+Storage 1 | DEF | Capitalized Interest ($000) | 2027: 3561.958; 2028: 14433.1426; 2029: 14217.0059; 2030: 10599.7852
New Solar+Storage 1 | DEF | Rate Base ($000) | [6 empty] | 352502.7188 | 666956.75 | 944294.875 | 857460.625 | 783613.4375 | 724824.875 | 677216.25 | 639903.125 | 610234.25 | 583100.625 | 555967 | 528833.3125 | 501699.6562
New Solar+Storage 1 | DEF | Allowed Return ($000) | [6 empty] | 32233.9668 | 60988.6445 | 86349.3203 | 78408.9219 | 71656.0938 | 66280.2891 | 61926.8047 | 58514.7734 | 55801.7578 | 53320.5703 | 50839.3828 | 48358.1953 | 45877.0078
New Solar+Storage 1 PTC + ITC | DEF | Added (Projects) | 2029: 2; 2030: 2; 2031: 2
New Solar+Storage 1 PTC + ITC | DEF | Active (Projects) | [6 empty] | 2 | 4 | 6 | 6 | 6 | 6 | 6 | 6 | 6 | 6 | 6 | 6 | 6
New Solar+Storage 1 PTC + ITC | DEF | Capacity (MW) | [6 empty] | 149.8 | 299.6 | 449.4 | 449.4 | 449.4 | 449.4 | 449.4 | 449.4 | 449.4 | 449.4 | 449.4 | 449.4 | 449.4
New Solar+Storage 1 PTC + ITC | DEF | Carrying Costs ($/kW)
New Solar+Storage 1 PTC + ITC | DEF | Installed Cost ($/kW)
New Solar+Storage 1 PTC + ITC | DEF | Carrying Costs ($000)
New Solar+Storage 1 PTC + ITC | DEF | Capital Expense ($000)
New Solar+Storage 1 PTC + ITC | DEF | Installed Cost ($000)
New Solar+Storage 1 PTC + ITC | DEF | Book Value ($000)
New Solar+Storage 1 PTC + ITC | DEF | Book Depreciation ($000)
New Solar+Storage 1 PTC + ITC | DEF | Tax Depreciation ($000)
New Solar+Storage 1 PTC + ITC | DEF | Deferred Taxes ($000)
New Solar+Storage 1 PTC + ITC | DEF | ADIT ($000)
New Solar+Storage 1 PTC + ITC | DEF | Tax Credits ($000)
New Solar+Storage 1 PTC + ITC | DEF | Deferred Credits ($000)
New Solar+Storage 1 PTC + ITC | DEF | Property Taxes ($000)
New Solar+Storage 1 PTC + ITC | DEF | Decommissioning ($000)
New Solar+Storage 1 PTC + ITC | DEF | Other Costs ($000)
New Solar+Storage 1 PTC + ITC | DEF | Debt ($000)
New Solar+Storage 1 PTC + ITC | DEF | Debt Service ($000)
New Solar+Storage 1 PTC + ITC | DEF | Interest ($000)
New Solar+Storage 1 PTC + ITC | DEF | AFUDC ($000)
New Solar+Storage 1 PTC + ITC | DEF | Capitalized Interest ($000)
New Solar+Storage 1 PTC + ITC | DEF | Rate Base ($000)
New Solar+Storage 1 PTC + ITC | DEF | Allowed Return ($000)
Battery Case
Project | Area | Output | 2023 | 2024 | 2025 | 2026 | 2027 | 2028 | 2029 | 2030 | 2031 | 2032 | 2033 | 2034 | 2035 | 2036 | 2037 | 2038 | 2039 | 2040 | 2041
New Battery 2 Hours | DEF | Added (Projects) | 2027: 2
New Battery 2 Hours | DEF | Active (Projects) |  |  |  |  | 2 | 2 | 2 | 2 | 2 | 2 | 2 | 2 | 2 | 2 | 2 | 2 | 2 | 2 | 2
New Battery 2 Hours | DEF | Capacity (MW) |  |  |  |  | 100 | 100 | 100 | 100 | 100 | 100 | 100 | 100 | 100 | 100 | 100 | 100 | 100 | 100 | 100
New Battery 2 Hours | DEF | Carrying Costs ($/kW) |  |  |  |  | 157.2162 | 157.5975 | 158.0159 | 158.4723 | 158.9671 | 119.4578 | 122.1994 | 125.0041 | 127.8727 | 130.8077 | 133.8095 | 136.8809 | 140.0216 | 143.2354 | 146.5228
New Battery 2 Hours | DEF | Installed Cost ($/kW) | 2027: 1664.1163
New Battery 2 Hours | DEF | Carrying Costs ($000) |  |  |  |  | 15721.6172 | 15759.7539 | 15801.5879 | 15847.2266 | 15896.7129 | 11945.7832 | 12219.9395 | 12500.4102 | 12787.2715 | 13080.7734 | 13380.9463 | 13688.0898 | 14002.1621 | 14323.5449 | 14652.2764
New Battery 2 Hours | DEF | Capital Expense ($000) | 2026: 160528.2656
New Battery 2 Hours | DEF | Installed Cost ($000) | 2027: 166411.625
New Battery 2 Hours | DEF | Book Value ($000) |  |  |  | 165774.8906 | 149184.5312 | 127609.3281 | 111351.2812 | 98283.5312 | 85215.7812 | 74540.75 | 66258.4453 | 57976.1367 | 49693.8281 | 41411.5195 | 33129.2109 | 24846.9023 | 16564.5957 | 8282.2891 | -0.017578
New Battery 2 Hours | DEF | Book Depreciation ($000) |  |  |  |  | 11094.1084 | 11094.1084 | 11094.1084 | 11094.1084 | 11094.1084 | 11094.1084 | 11094.1084 | 11094.1084 | 11094.1084 | 11094.1084 | 11094.1084 | 11094.1084 | 11094.1084 | 11094.1084 | 11094.1084
New Battery 2 Hours | DEF | Tax Depreciation ($000) | 2026: 2512.2673; 2027: 32779.8711; 2028: 52447.7969; 2029: 31468.6797; 2030: 18881.209; 2031: 18881.209; 2032: 9440.6045
New Battery 2 Hours | DEF | Deferred Taxes ($000) |  |  |  | 636.7342 | 5496.2563 | 10481.0928 | 5163.9351 | 1973.6407 | 1973.6407 | -419.0806 | -2811.8018 | -2811.8018 | -2811.8018 | -2811.8018 | -2811.8018 | -2811.8018 | -2811.8018 | -2811.8018 | -2811.8018
New Battery 2 Hours | DEF | ADIT ($000) |  |  |  | 636.7342 | 6132.9907 | 16614.084 | 21778.0195 | 23751.6602 | 25725.3008 | 25306.2207 | 22494.418 | 19682.6172 | 16870.8164 | 14059.0146 | 11247.2129 | 8435.4111 | 5623.6094 | 2811.8076 | 0.0058594
New Battery 2 Hours | DEF | Tax Credits ($000)
New Battery 2 Hours | DEF | Deferred Credits ($000)
New Battery 2 Hours | DEF | Property Taxes ($000) |  |  |  |  | 1197.8308 | 1197.8308 | 1197.8308 | 1197.8308 | 1197.8308 | 1197.8308 | 1197.8308 | 1197.8308 | 1197.8308 | 1197.8308 | 1197.8308 | 1197.8308 | 1197.8308 | 1197.8308 | 1197.8308
New Battery 2 Hours | DEF | Decommissioning ($000)
New Battery 2 Hours | DEF | Other Costs ($000) |  |  |  |  | -54540.125 | 150.3196 | 150.3196 | 150.3196 | 150.3196 | 150.3196 | 150.3196 | 150.3196 | 150.3196 | 150.3196 | 150.3196 | 150.3196 | 150.3196 | 150.3196 | 150.3196
New Battery 2 Hours | DEF | Debt ($000) |  |  |  | 77914.1953 | 74015.4609 | 65046.5547 | 56155.7383 | 49264.1758 | 43122.3359 | 37542.7812 | 33087.8047 | 29195.1211 | 25302.4375 | 21409.7539 | 17517.0703 | 13624.3877 | 9731.7041 | 5839.0205 | 1946.3365
New Battery 2 Hours | DEF | Debt Service ($000) |  |  |  | -74543.1016 | 7007.3828 | 11700.8594 | 11249.3555 | 8960.6562 | 7952.9766 | 7156.3516 | 5844.6641 | 5118.8789 | 4955.3867 | 4791.8926 | 4628.4004 | 4464.9072 | 4301.415 | 4137.9224 | 3974.4302
New Battery 2 Hours | DEF | Interest ($000) |  |  |  | 3371.0935 | 3108.6494 | 2731.9553 | 2358.541 | 2069.0955 | 1811.1381 | 1576.7968 | 1389.6877 | 1226.1951 | 1062.7024 | 899.2097 | 735.7169 | 572.2243 | 408.7316 | 245.2389 | 81.7461
New Battery 2 Hours | DEF | AFUDC ($000) | 2026: 5883.3608
New Battery 2 Hours | DEF | Capitalized Interest ($000) | 2026: 3371.0935
New Battery 2 Hours | DEF | Rate Base ($000) |  |  |  |  | 157479.7031 | 138396.9219 | 119480.2969 | 104817.3984 | 91749.6484 | 79878.2578 | 70399.5859 | 62117.2773 | 53834.9727 | 45552.668 | 37270.3633 | 28988.0586 | 20705.7539 | 12423.4482 | 4141.1416
New Battery 2 Hours | DEF | Allowed Return ($000) |  |  |  |  | 14400.4434 | 12655.4541 | 10925.6572 | 9584.8359 | 8389.8789 | 7304.3213 | 6437.5615 | 5680.2012 | 4922.8408 | 4165.4805 | 3408.1204 | 2650.76 | 1893.3999 | 1136.0396 | 378.6791
New Battery 4 Hours - In Energy Community | DEF | Added (Projects) | 2034: 6
New Battery 4 Hours - In Energy Community | DEF | Active (Projects) | 2034: 6; 2035: 6; 2036: 6; 2037: 6; 2038: 6; 2039: 6; 2040: 6; 2041: 6
New Battery 4 Hours - In Energy Community | DEF | Capacity (MW) | 2034: 300; 2035: 300; 2036: 300; 2037: 300; 2038: 300; 2039: 300; 2040: 300; 2041: 300
New Battery 4 Hours - In Energy Community | DEF | Carrying Costs ($/kW) | 2034: 132.2457; 2035: 135.2804; 2036: 138.3852; 2037: 141.561; 2038: 144.8099; 2039: 148.1333; 2040: 151.5332; 2041: 155.0103
New Battery 4 Hours - In Energy Community | DEF | Installed Cost ($/kW) | 2034: 2024.6573
New Battery 4 Hours - In Energy Community | DEF | Carrying Costs ($000) | 2034: 39673.7031; 2035: 40584.1172; 2036: 41515.5625; 2037: 42468.2969; 2038: 43442.9805; 2039: 44439.9805; 2040: 45459.9453; 2041: 46503.0898
New Battery 4 Hours - In Energy Community | DEF | Capital Expense ($000) | 2033: 585923.125
New Battery 4 Hours - In Energy Community | DEF | Installed Cost ($000) | 2034: 607397.1875
New Battery 4 Hours - In Energy Community | DEF | Book Value ($000) | 2033: 605073.125; 2034: 544518.8125; 2035: 465770; 2036: 406428.6562; 2037: 358731.7812; 2038: 311034.9062; 2039: 272071.375; 2040: 241841.2188; 2041: 211611.0625
New Battery 4 Hours - In Energy Community | DEF | Book Depreciation ($000) | 2034: 40493.1445; 2035: 40493.1445; 2036: 40493.1445; 2037: 40493.1445; 2038: 40493.1445; 2039: 40493.1445; 2040: 40493.1445; 2041: 40493.1445
New Battery 4 Hours - In Energy Community | DEF | Tax Depreciation ($000) | 2033: 9169.6963; 2034: 119645.5; 2035: 191432.8125; 2036: 114859.6875; 2037: 68915.8125; 2038: 68915.8125; 2039: 34457.9062
New Battery 4 Hours - In Energy Community | DEF | Deferred Taxes ($000) | 2033: 2324.0596; 2034: 20061.166; 2035: 38255.6602; 2036: 18848.2012; 2037: 7203.7256; 2038: 7203.7256; 2039: -1529.6312; 2040: -10262.9873; 2041: -10262.9873
New Battery 4 Hours - In Energy Community | DEF | ADIT ($000) | 2033: 2324.0596; 2034: 22385.2266; 2035: 60640.8867; 2036: 79489.0859; 2037: 86692.8125; 2038: 93896.5391; 2039: 92366.9062; 2040: 82103.9219; 2041: 71840.9375
New Battery 4 Hours - In Energy Community | DEF | Tax Credits ($000)
New Battery 4 Hours - In Energy Community | DEF | Deferred Credits ($000)
New Battery 4 Hours - In Energy Community | DEF | Property Taxes ($000) | 2034: 4372.0449; 2035: 4372.0449; 2036: 4372.0449; 2037: 4372.0449; 2038: 4372.0449; 2039: 4372.0449; 2040: 4372.0449; 2041: 4372.0449
New Battery 4 Hours - In Energy Community | DEF | Decommissioning ($000)
New Battery 4 Hours - In Energy Community | DEF | Other Costs ($000) | 2034: -265605.5312; 2035: 548.6619; 2036: 548.6619; 2037: 548.6619; 2038: 548.6619; 2039: 548.6619; 2040: 548.6619; 2041: 548.6619
New Battery 4 Hours - In Energy Community | DEF | Debt ($000) | 2033: 284384.375; 2034: 270154.125; 2035: 237417.9062; 2036: 204966.7031; 2037: 179812.7188; 2038: 157395.1875; 2039: 137030; 2040: 120769.4922; 2041: 106561.3125
New Battery 4 Hours - In Energy Community | DEF | Debt Service ($000) | 2033: -272080; 2034: 25576.7188; 2035: 42707.7656; 2036: 41059.7969; 2037: 32706.125; 2038: 29028.125; 2039: 26120.4531; 2040: 21332.8281; 2041: 18683.7578
New Battery 4 Hours - In Energy Community | DEF | Interest ($000) | 2033: 12304.3857; 2034: 11346.4727; 2035: 9971.5518; 2036: 8608.6016; 2037: 7552.1343; 2038: 6610.5977; 2039: 5755.2598; 2040: 5072.3184; 2041: 4475.5752
New Battery 4 Hours - In Energy Community | DEF | AFUDC ($000) | 2033: 21474.082
New Battery 4 Hours - In Energy Community | DEF | Capitalized Interest ($000) | 2033: 12304.3857
New Battery 4 Hours - In Energy Community | DEF | Rate Base ($000) | 2034: 574796; 2035: 505144.4688; 2036: 436099.375; 2037: 382580.25; 2038: 334883.375; 2039: 291553.1875; 2040: 256956.3594; 2041: 226726.2031
New Battery 4 Hours - In Energy Community | DEF | Allowed Return ($000) | 2034: 52561.1719; 2035: 46192.0117; 2036: 39878.3125; 2037: 34984.3516; 2038: 30622.7988; 2039: 26660.5488; 2040: 23496.9043; 2041: 20732.5645
New Battery 4 Hours - No Energy Community | DEF | Added (Projects) | 2032: 3; 2033: 9; 2034: 6; 2035: 10; 2039: 9
New Battery 4 Hours - No Energy Community | DEF | Active (Projects) | 2032: 3; 2033: 12; 2034: 18; 2035: 28; 2036: 28; 2037: 28; 2038: 28; 2039: 37; 2040: 37; 2041: 37
New Battery 4 Hours - No Energy Community | DEF | Capacity (MW) | 2032: 150; 2033: 600; 2034: 900; 2035: 1400; 2036: 1400; 2037: 1400; 2038: 1400; 2039: 1850; 2040: 1850; 2041: 1850
New Battery 4 Hours - No Energy Community | DEF | Carrying Costs ($/kW) | 2032: 145.1863; 2033: 148.5179; 2034: 151.9266; 2035: 155.4132; 2036: 158.9801; 2037: 162.6285; 2038: 166.3609; 2039: 170.1788; 2040: 174.0845; 2041: 178.0796
New Battery 4 Hours - No Energy Community | DEF | Installed Cost ($/kW) | 2032: 1934.8294; 2033: 1979.2339; 2034: 2024.6573; 2035: 2071.1235; 2039: 2267.8989
New Battery 4 Hours - No Energy Community | DEF | Carrying Costs ($000) | 2032: 21777.9453; 2033: 89110.7422; 2034: 136733.9531; 2035: 217578.4531; 2036: 222572.1562; 2037: 227679.9219; 2038: 232905.3125; 2039: 314830.8125; 2040: 322056.3438; 2041: 329447.25
New Battery 4 Hours - No Energy Community | DEF | Capital Expense ($000) | 2031: 279963.75; 2032: 859166.8125; 2033: 585923.125; 2034: 998950.25; 2038: 984473.5625; 2041: 234182.7188
New Battery 4 Hours - No Energy Community | DEF | Installed Cost ($000) | 2032: 290224.4062; 2033: 890655.25; 2034: 607397.1875; 2035: 1035561.75; 2039: 1020554.5
New Battery 4 Hours - No Energy Community | DEF | Book Value ($000) | 2031: 289113.9375; 2032: 1147427.5; 2033: 1626079.5; 2034: 2453297.25; 2035: 2161503; 2036: 1875171; 2037: 1637744.5; 2038: 2453799.5; 2039: 2173000.5; 2040: 1885253.875; 2041: 1886842.125
New Battery 4 Hours - No Energy Community | DEF | Book Depreciation ($000) | 2032: 19348.293; 2033: 78725.3125; 2034: 119218.4531; 2035: 188255.9062; 2036: 188255.9062; 2037: 188255.9062; 2038: 188255.9062; 2039: 256292.875; 2040: 256292.875; 2041: 256292.875
New Battery 4 Hours - No Energy Community | DEF | Tax Depreciation ($000) | 2031: 4381.4321; 2032: 70614.5625; 2033: 276081.3125; 2034: 470867.9375; 2035: 596771.75; 2036: 575220.375; 2037: 382261.125; 2038: 252345.8125; 2039: 352983.1562; 2040: 380395.0938; 2041: 196653.2969
New Battery 4 Hours - No Energy Community | DEF | Deferred Taxes ($000) | 2031: 1110.474; 2032: 12993.4365; 2033: 50019.8789; 2034: 89125.5625; 2035: 103538.3516; 2036: 98076.1406; 2037: 49170.625; 2038: 16243.5898; 2039: 24506.1504; 2040: 31453.707; 2041: -15115.6494
New Battery 4 Hours - No Energy Community | DEF | ADIT ($000) | 2031: 1110.474; 2032: 14103.9102; 2033: 64123.793; 2034: 153249.3594; 2035: 256787.7188; 2036: 354863.8438; 2037: 404034.4688; 2038: 420278.0625; 2039: 444784.2188; 2040: 476237.9062; 2041: 461122.25
New Battery 4 Hours - No Energy Community | DEF | Tax Credits ($000)
New Battery 4 Hours - No Energy Community | DEF | Deferred Credits ($000)
New Battery 4 Hours - No Energy Community | DEF | Property Taxes ($000) | 2032: 2089.0352; 2033: 8499.9717; 2034: 12872.0166; 2035: 20325.9902; 2036: 20325.9902; 2037: 20325.9902; 2038: 20325.9902; 2039: 27671.9414; 2040: 27671.9414; 2041: 27671.9414
New Battery 4 Hours - No Energy Community | DEF | Decommissioning ($000)
New Battery 4 Hours - No Energy Community | DEF | Other Costs ($000) | 2032: -95117.4844; 2033: -291639.0938; 2034: -198000.2656; 2035: -337777.2188; 2036: 2550.7734; 2037: 2550.7734; 2038: 2550.7734; 2039: -331923.4062; 2040: 3472.6401; 2041: 3472.6401
New Battery 4 Hours - No Energy Community | DEF | Debt ($000) | 2031: 135883.5469; 2032: 546090.3125; 2033: 793966.3125; 2034: 1201079.375; 2035: 1084478; 2036: 948618.375; 2037: 825535.125; 2038: 1200425.5; 2039: 1087298; 2040: 953689.75; 2041: 943274.0625
New Battery 4 Hours - No Energy Community | DEF | Debt Service ($000) | 2031: -130004.3047; 2032: -386742.75; 2033: -214169.1562; 2034: -356053.5938; 2035: 162149.375; 2036: 175701.6562; 2037: 157755.7344; 2038: -323867.1875; 2039: 158794.0156; 2040: 173663.1875; 2041: 50177.0938
New Battery 4 Hours - No Energy Community | DEF | Interest ($000) | 2031: 5879.2388; 2032: 23464.0332; 2033: 33706.8281; 2034: 51059.5156; 2035: 45548.0781; 2036: 39841.9727; 2037: 34672.4727; 2038: 51023.1484; 2039: 45666.5156; 2040: 40054.9688; 2041: 39761.4922
New Battery 4 Hours - No Energy Community | DEF | AFUDC ($000) | 2031: 10260.6709; 2032: 31488.4629; 2033: 21474.082; 2034: 36611.5234; 2038: 36080.9531; 2041: 8582.7959
New Battery 4 Hours - No Energy Community | DEF | Capitalized Interest ($000) | 2031: 5879.2388; 2032: 18042.502; 2033: 12304.3857; 2034: 20977.9551; 2038: 20673.9453; 2041: 4917.8369
New Battery 4 Hours - No Energy Community | DEF | Rate Base ($000) | 2032: 274647; 2033: 1084216.875; 2034: 1523888.625; 2035: 2307400; 2036: 2018337; 2037: 1756457.75; 2038: 1537447; 2039: 2313400; 2040: 2029127; 2041: 1765129.5
New Battery 4 Hours - No Energy Community | DEF | Allowed Return ($000) | 2032: 25114.5938; 2033: 99144.2344; 2034: 139349.2188; 2035: 210995.9844; 2036: 184563.1562; 2037: 160616.0625; 2038: 140589.0469; 2039: 211544.625; 2040: 185549.8125; 2041: 161409.0469
New CT | DEF | Added (Projects) | 2034: 5
New CT | DEF | Active (Projects) | 2034: 5; 2035: 5; 2036: 5; 2037: 5; 2038: 5; 2039: 5; 2040: 5; 2041: 5
New CT | DEF | Capacity (MW) | 2034: 1173; 2035: 1173; 2036: 1173; 2037: 1173; 2038: 1173; 2039: 1173; 2040: 1173; 2041: 1173
New CT | DEF | Carrying Costs ($/kW) | 2034: 48.1206; 2035: 48.9782; 2036: 49.8513; 2037: 50.7399; 2038: 51.6444; 2039: 52.5647; 2040: 53.5021; 2041: 54.4555
New CT | DEF | Installed Cost ($/kW) | 2034: 643.8773
New CT | DEF | Carrying Costs ($000) | 2034: 56445.4336; 2035: 57451.4766; 2036: 58475.5781; 2037: 59517.8867; 2038: 60578.9297; 2039: 61658.4453; 2040: 62757.9141; 2041: 63876.3008
New CT | DEF | Capital Expense ($000) | 2030: 8948.7939; 2031: 193277.9375; 2032: 397562.9375; 2033: 68146.4453
New CT | DEF | Installed Cost ($000) | 2034: 755268.0625
New CT | DEF | Book Value ($000) | [7 empty] | 9241.2725 | 209441.1094 | 633708.8125 | 745603.4375 | 720405.6875 | 687028.8125 | 655378.625 | 625282.5 | 596585 | 569146.25 | 542303.75 | 515461.25
New CT | DEF | Book Depreciation ($000) | 2034: 21579.0879; 2035: 21579.0879; 2036: 21579.0879; 2037: 21579.0879; 2038: 21579.0879; 2039: 21579.0879; 2040: 21579.0879; 2041: 21579.0879
New CT | DEF | Tax Depreciation ($000) | [7 empty] | 140.0486 | 3321.0449 | 12950.1875 | 21721.041 | 35856.7891 | 68127.8984 | 61315.1016 | 55183.5898 | 49665.2266 | 44698.7031 | 42346.1445 | 42346.1445
New CT | DEF | Deferred Taxes ($000) | [7 empty] | 35.4953 | 841.7189 | 3282.2251 | 5505.1978 | 3618.6833 | 11797.7969 | 10071.0938 | 8517.0605 | 7118.4321 | 5859.6665 | 5263.4106 | 5263.4106
New CT | DEF | ADIT ($000) | [7 empty] | 35.4953 | 877.2142 | 4159.4395 | 9664.6367 | 13283.3203 | 25081.1172 | 35152.2109 | 43669.2734 | 50787.707 | 56647.375 | 61910.7852 | 67174.1953
New CT | DEF | Tax Credits ($000)
New CT | DEF | Deferred Credits ($000)
New CT | DEF | Property Taxes ($000) | 2034: 5436.4194; 2035: 5436.4194; 2036: 5436.4194; 2037: 5436.4194; 2038: 5436.4194; 2039: 5436.4194; 2040: 5436.4194; 2041: 5436.4194
New CT | DEF | Decommissioning ($000)
New CT | DEF | Other Costs ($000) | 2034: 682.2336; 2035: 682.2336; 2036: 682.2336; 2037: 682.2336; 2038: 682.2336; 2039: 682.2336; 2040: 682.2336; 2041: 682.2336
New CT | DEF | Debt ($000) | [7 empty] | 4343.3979 | 98437.3203 | 297843.1562 | 350433.625 | 344512.1562 | 330747.0938 | 315465.75 | 300955.4062 | 287138.9062 | 273946.875 | 261190.7812 | 248574.7969
New CT | DEF | Debt Service ($000) | [7 empty] | -4155.4731 | -89651.3438 | -182369.0156 | -25058.1875 | 20390.9688 | 27656.4375 | 28530.9062 | 27150.4688 | 25876.3438 | 24697.8125 | 23726.1094 | 23056.125
New CT | DEF | Interest ($000) | [7 empty] | 187.9247 | 4442.5786 | 17036.8242 | 27532.2676 | 14469.5107 | 13891.3779 | 13249.5615 | 12640.127 | 12059.834 | 11505.7686 | 10970.0127 | 10440.1416
New CT | DEF | AFUDC ($000) | 2030: 327.9733; 2031: 7763.6235; 2032: 29987.0117; 2033: 49253.3086
New CT | DEF | Capitalized Interest ($000) | 2030: 187.9247; 2031: 4442.5786; 2032: 17036.8242; 2033: 27532.2676
New CT | DEF | Rate Base ($000) | 2034: 733004.5625; 2035: 703717.25; 2036: 671203.75; 2037: 640330.625; 2038: 610933.8125; 2039: 582865.6875; 2040: 555725.0625; 2041: 528882.5625
New CT | DEF | Allowed Return ($000) | 2034: 67028.2656; 2035: 64350.1367; 2036: 61377; 2037: 58553.8633; 2038: 55865.7266; 2039: 53299.0898; 2040: 50817.2617; 2041: 48362.6992
New CT 6th | DEF | Added (Projects) | bar: 2034
New CT 6th | DEF | Active (Projects) | bar: 2034 to 2041
New CT 6th | DEF | Capacity (MW) | 2034: 234.6; 2035: 234.6; 2036: 234.6; 2037: 234.6; 2038: 234.6; 2039: 234.6; 2040: 234.6; 2041: 234.6
New CT 6th | DEF | Carrying Costs ($/kW) | 2034: 48.1206; 2035: 48.9782; 2036: 49.8513; 2037: 50.7399; 2038: 51.6444; 2039: 52.5647; 2040: 53.5021; 2041: 54.4555
New CT 6th | DEF | Installed Cost ($/kW) | 2034: 643.8772
New CT 6th | DEF | Carrying Costs ($000) | 2034: 11289.0859; 2035: 11490.2949; 2036: 11695.1162; 2037: 11903.5781; 2038: 12115.7861; 2039: 12331.6895; 2040: 12551.583; 2041: 12775.2598
New CT 6th | DEF | Capital Expense ($000) | 2030: 1789.7588; 2031: 38655.5859; 2032: 79512.5859; 2033: 13629.2891
New CT 6th | DEF | Installed Cost ($000) | 2034: 151053.5938
New CT 6th | DEF | Book Value ($000) | [7 empty] | 1848.2543 | 41888.2227 | 126741.7656 | 149120.6719 | 144081.125 | 137405.75 | 131075.7188 | 125056.4844 | 119316.9766 | 113829.2266 | 108460.7266 | 103092.2266
New CT 6th | DEF | Book Depreciation ($000) | 2034: 4315.8169; 2035: 4315.8169; 2036: 4315.8169; 2037: 4315.8169; 2038: 4315.8169; 2039: 4315.8169; 2040: 4315.8169; 2041: 4315.8169
New CT 6th | DEF | Tax Depreciation ($000) | [7 empty] | 28.0097 | 664.2087 | 2590.0376 | 4344.208 | 7171.3569 | 13625.5781 | 12263.0195 | 11036.7168 | 9933.0449 | 8939.7402 | 8469.2285 | 8469.2285
New CT 6th | DEF | Deferred Taxes ($000) | [7 empty] | 7.0991 | 168.3437 | 656.4451 | 1101.0396 | 723.7366 | 2359.5591 | 2014.2185 | 1703.4121 | 1423.6865 | 1171.9333 | 1052.6823 | 1052.6823
New CT 6th | DEF | ADIT ($000) | [7 empty] | 7.0991 | 175.4428 | 831.8878 | 1932.9274 | 2656.6641 | 5016.2231 | 7030.4414 | 8733.8535 | 10157.54 | 11329.4736 | 12382.1562 | 13434.8389
New CT 6th | DEF | Tax Credits ($000)
New CT 6th | DEF | Deferred Credits ($000)
New CT 6th | DEF | Property Taxes ($000) | 2034: 1087.2837; 2035: 1087.2837; 2036: 1087.2837; 2037: 1087.2837; 2038: 1087.2837; 2039: 1087.2837; 2040: 1087.2837; 2041: 1087.2837
New CT 6th | DEF | Decommissioning ($000)
New CT 6th | DEF | Other Costs ($000) | 2034: 136.4467; 2035: 136.4467; 2036: 136.4467; 2037: 136.4467; 2038: 136.4467; 2039: 136.4467; 2040: 136.4467; 2041: 136.4467
New CT 6th | DEF | Debt ($000) | [7 empty] | 868.6795 | 19687.4648 | 59568.6289 | 70086.7188 | 68902.4219 | 66149.4062 | 63093.1367 | 60191.0586 | 57427.7578 | 54789.3555 | 52238.1367 | 49714.9414
New CT 6th | DEF | Debt Service ($000) | [7 empty] | -831.0945 | -17930.2695 | -36473.7969 | -5011.6367 | 4078.1953 | 5531.2891 | 5706.1797 | 5430.1016 | 5175.2656 | 4939.5547 | 4745.2188 | 4611.2227
New CT 6th | DEF | Interest ($000) | [7 empty] | 37.5849 | 888.5156 | 3407.3652 | 5506.4541 | 2893.9016 | 2778.2751 | 2649.9116 | 2528.0244 | 2411.9658 | 2301.1528 | 2194.0017 | 2088.0276
New CT 6th | DEF | AFUDC ($000) | 2030: 65.5947; 2031: 1552.7244; 2032: 5997.4028; 2033: 9850.6621
New CT 6th | DEF | Capitalized Interest ($000) | 2030: 37.5849; 2031: 888.5156; 2032: 3407.3652; 2033: 5506.4541
New CT 6th | DEF | Rate Base ($000) | 2034: 146600.8906; 2035: 140743.4219; 2036: 134240.7188; 2037: 128066.0859; 2038: 122186.7188; 2039: 116573.0938; 2040: 111144.9688; 2041: 105776.4688
New CT 6th | DEF | Allowed Return ($000) | 2034: 13405.6504; 2035: 12870.0254; 2036: 12275.3975; 2037: 11710.7695; 2038: 11173.1416; 2039: 10659.8135; 2040: 10163.4482; 2041: 9672.5361
New CT Ave | DEF | Added (Projects) | bar: 2039
New CT Ave | DEF | Active (Projects) | bar: 2039 to 2041
New CT Ave | DEF | Capacity (MW) | 2039: 234.6; 2040: 234.6; 2041: 234.6
New CT Ave | DEF | Carrying Costs ($/kW) | 2039: 59.1502; 2040: 60.2045; 2041: 61.2779
New CT Ave | DEF | Installed Cost ($/kW) | 2039: 791.4586
New CT Ave | DEF | Carrying Costs ($000) | 2039: 13876.6416; 2040: 14123.9785; 2041: 14375.7969
New CT Ave | DEF | Capital Expense ($000) | 2035: 2199.9846; 2036: 47515.7266; 2037: 97737.4531; 2038: 30671.6523; 2039: 300613.1562; 2040: 618346.125; 2041: 105990.9922
New CT Ave | DEF | Installed Cost ($000) | 2039: 185676.1875
New CT Ave | DEF | Book Value ($000) | 2035: 2271.8877; 2036: 51489.3047; 2037: 155791.8906; 2038: 197673.5469; 2039: 502857.9375; 2040: 1154533.75; 2041: 1320787.125
New CT Ave | DEF | Book Depreciation ($000) | 2039: 5305.0337; 2040: 5305.0337; 2041: 5305.0337
New CT Ave | DEF | Tax Depreciation ($000) | 2035: 34.4298; 2036: 816.4503; 2037: 3183.6929; 2038: 5557.7544; 2039: 13980.4414; 2040: 36890.625; 2041: 48857.4297
New CT Ave | DEF | Deferred Taxes ($000) | 2035: 8.7262; 2036: 206.9293; 2037: 806.907; 2038: 1408.613; 2039: 2198.7822; 2040: 8005.3677; 2041: 11038.3545
New CT Ave | DEF | ADIT ($000) | 2035: 8.7262; 2036: 215.6556; 2037: 1022.5626; 2038: 2431.1755; 2039: 4629.958; 2040: 12635.3262; 2041: 23673.6797
New CT Ave | DEF | Tax Credits ($000)
New CT Ave | DEF | Deferred Credits ($000)
New CT Ave | DEF | Property Taxes ($000) | 2039: 1336.4972; 2040: 1336.4972; 2041: 1336.4972
New CT Ave | DEF | Decommissioning ($000)
New CT Ave | DEF | Other Costs ($000) | 2039: 167.7213; 2040: 167.7213; 2041: 167.7213
New CT Ave | DEF | Debt ($000) | 2035: 1067.7872; 2036: 24199.9727; 2037: 73222.1875; 2038: 92906.5703; 2039: 237798.9688; 2040: 544559.125; 2041: 622598.4375
New CT Ave | DEF | Debt Service ($000) | 2035: -1021.5875; 2036: -22040.0156; 2037: -44833.8594; 2038: -12623.5234; 2039: -134425.4688; 2040: -276847; 2041: -31959.9531
New CT Ave | DEF | Interest ($000) | 2035: 46.1997; 2036: 1092.1699; 2037: 4188.3579; 2038: 7060.8599; 2039: 10466.9307; 2040: 29913.1543; 2041: 46079.3672
New CT Ave | DEF | AFUDC ($000) | 2035: 80.6294; 2036: 1908.6202; 2037: 7372.0508; 2038: 12618.6143; 2039: 12075.083; 2040: 46640.043; 2041: 76605.7109
New CT Ave | DEF | Capitalized Interest ($000) | 2035: 46.1997; 2036: 1092.1699; 2037: 4188.3579; 2038: 7060.8599; 2039: 6909.7256; 2040: 26498.0781; 2041: 42822.0742
New CT Ave | DEF | Rate Base ($000) | 2039: 180202.8906; 2040: 173002.8594; 2041: 165009.6875
New CT Ave | DEF | Allowed Return ($000) | 2039: 16478.3242; 2040: 15819.9307; 2041: 15089.0098
New Nuclear GE X300 | DEF | Added (Projects) | 2038: 2; 2040: 2
New Nuclear GE X300 | DEF | Active (Projects) | 2038: 2; 2039: 2; 2040: 4; 2041: 4
New Nuclear GE X300 | DEF | Capacity (MW) | 2038: 570; 2039: 570; 2040: 1140; 2041: 1140
New Nuclear GE X300 | DEF | Carrying Costs ($/kW) | 2038: 520.2149; 2039: 526.8214; 2040: 533.5129; 2041: 540.2868
New Nuclear GE X300 | DEF | Installed Cost ($/kW) | 2038: 7760.7421; 2040: 7959.1158
New Nuclear GE X300 | DEF | Carrying Costs ($000) | 2038: 296522.4688; 2039: 300288.1875; 2040: 608204.6875; 2041: 615927
New Nuclear GE X300 | DEF | Capital Expense ($000) | 2030: 55665.9492; 2031: 316168.625; 2032: 414404.3125; 2033: 724572.75; 2034: 776779.375; 2035: 1081735.75; 2036: 1182166.75; 2037: 1243051; 2038: 780808.6875; 2039: 568893.5
New Nuclear GE X300 | DEF | Installed Cost ($000) | 2038: 4423623; 2040: 4536696
New Nuclear GE X300 | DEF | Book Value ($000) | [7 empty] | 57485.3086 | 387750.2188 | 841090.1875 | 1644482 | 2554533 | 3839391.25 | 5312562 | 6945796.5 | 7659119 | 8096149 | 7566006 | 6988801.5
New Nuclear GE X300 | DEF | Book Depreciation ($000) | 2038: 73727.0469; 2039: 73727.0469; 2040: 149338.6562; 2041: 149338.6562
New Nuclear GE X300 | DEF | Tax Depreciation ($000) | [7 empty] | 871.1721 | 6790.8291 | 19004.5918 | 38997.2227 | 66907.6641 | 103505.7344 | 150461.8906 | 205038 | 906143.5 | 1420241.625 | 1593754 | 1779441.5
New Nuclear GE X300 | DEF | Deferred Taxes ($000) | [7 empty] | 220.7986 | 1721.1356 | 4816.7139 | 9883.8467 | 16957.748 | 26233.5273 | 38134.5664 | 51966.8828 | 208509.375 | 338807.5625 | 361090.875 | 408153.375
New Nuclear GE X300 | DEF | ADIT ($000) | [7 empty] | 220.7986 | 1941.9342 | 6758.6479 | 16642.4941 | 33600.2422 | 59833.7695 | 97968.3359 | 149935.2188 | 358444.5625 | 697252.125 | 1058343 | 1466496.375
New Nuclear GE X300 | DEF | Tax Credits ($000)
New Nuclear GE X300 | DEF | Deferred Credits ($000)
New Nuclear GE X300 | DEF | Property Taxes ($000) | 2038: 31841.2383; 2039: 31841.2383; 2040: 64496.375; 2041: 64496.375
New Nuclear GE X300 | DEF | Decommissioning ($000) | 2038: 9731.97; 2039: 9731.97; 2040: 19712.7; 2041: 19712.7
New Nuclear GE X300 | DEF | Other Costs ($000) | 2038: 5706.4731; 2039: 5706.4731; 2040: 11558.8105; 2041: 11558.8105
New Nuclear GE X300 | DEF | Debt ($000) | [7 empty] | 27018.0957 | 182242.6094 | 395312.4062 | 772906.5 | 1200630.5 | 1804513.875 | 2496904.25 | 3264524.5 | 3662235.5 | 3896324 | 3680606.5 | 3420380
New Nuclear GE X300 | DEF | Debt Service ($000) | [7 empty] | -25849.1113 | -146197.9062 | -188322.0312 | -327888.4375 | -344402.25 | -478033.3125 | -513712.6875 | -530508.375 | -194054 | -3455.625 | 370303.125 | 403882.5
New Nuclear GE X300 | DEF | Interest ($000) | [7 empty] | 1168.9849 | 9026.6084 | 24747.7559 | 49705.6836 | 83321.7188 | 125850.0469 | 178677.6875 | 237111.7188 | 203657.25 | 230632.8906 | 154585.4688 | 143655.9531
New Nuclear GE X300 | DEF | AFUDC ($000) | 2030: 2040.157; 2031: 15817.4375; 2032: 43752.3477; 2033: 88702.9062; 2034: 150229.375; 2035: 229355.7812; 2036: 329139.5625; 2037: 442149.7188; 2038: 224482.1875; 2039: 290403.3125
New Nuclear GE X300 | DEF | Capitalized Interest ($000) | 2030: 1168.9849; 2031: 9026.6084; 2032: 24747.7559; 2033: 49705.6836; 2034: 83321.7188; 2035: 125850.0469; 2036: 178677.6875; 2037: 237111.7188; 2038: 121010.4062; 2039: 154436.5938
New Nuclear GE X300 | DEF | Rate Base ($000) | 2038: 4186769.75; 2039: 3859995; 2040: 7831077.5; 2041: 7277404
New Nuclear GE X300 | DEF | Allowed Return ($000) | 2038: 382851.5; 2039: 352970.1875; 2040: 716098.625; 2041: 665469
New Nuclear GE X300 PTC | DEF | Added (Projects) | 2038: 2; 2040: 2
New Nuclear GE X300 PTC | DEF | Active (Projects) | 2038: 2; 2039: 2; 2040: 4; 2041: 4
New Nuclear GE X300 PTC | DEF | Capacity (MW) | 2038: 570; 2039: 570; 2040: 1140; 2041: 1140
New Nuclear GE X300 PTC | DEF | Carrying Costs ($/kW)
New Nuclear GE X300 PTC | DEF | Installed Cost ($/kW)
New Nuclear GE X300 PTC | DEF | Carrying Costs ($000)
New Nuclear GE X300 PTC | DEF | Capital Expense ($000)
New Nuclear GE X300 PTC | DEF | Installed Cost ($000)
New Nuclear GE X300 PTC | DEF | Book Value ($000)
New Nuclear GE X300 PTC | DEF | Book Depreciation ($000)
New Nuclear GE X300 PTC | DEF | Tax Depreciation ($000)
New Nuclear GE X300 PTC | DEF | Deferred Taxes ($000)
New Nuclear GE X300 PTC | DEF | ADIT ($000)
New Nuclear GE X300 PTC | DEF | Tax Credits ($000)
New Nuclear GE X300 PTC | DEF | Deferred Credits ($000)
New Nuclear GE X300 PTC | DEF | Property Taxes ($000)
New Nuclear GE X300 PTC | DEF | Decommissioning ($000)
New Nuclear GE X300 PTC | DEF | Other Costs ($000)
New Nuclear GE X300 PTC | DEF | Debt ($000)
New Nuclear GE X300 PTC | DEF | Debt Service ($000)
New Nuclear GE X300 PTC | DEF | Interest ($000)
New Nuclear GE X300 PTC | DEF | AFUDC ($000)
New Nuclear GE X300 PTC | DEF | Capitalized Interest ($000)
New Nuclear GE X300 PTC | DEF | Rate Base ($000)
New Nuclear GE X300 PTC | DEF | Allowed Return ($000)
New Solar Utility Owned 1 | DEF | Added (Projects) | 2025: 2
New Solar Utility Owned 1 | DEF | Active (Projects) |  |  | 2 | 2 | 2 | 2 | 2 | 2 | 2 | 2 | 2 | 2 | 2 | 2 | 2 | 2 | 2 | 2 | 2
New Solar Utility Owned 1 | DEF | Capacity (MW) |  |  | 149.8 | 149.8 | 149.8 | 149.8 | 149.8 | 149.8 | 149.8 | 149.8 | 149.8 | 149.8 | 149.8 | 149.8 | 149.8 | 149.8 | 149.8 | 149.8 | 149.8
New Solar Utility Owned 1 | DEF | Carrying Costs ($/kW) |  |  | 174.9422 | 172.744 | 170.5889 | 168.4756 | 166.4043 | 164.3738 | 162.3842 | 113.5836 | 115.0259 | 116.4867 | 117.9664 | 119.4642 | 120.9817 | 122.518 | 124.0742 | 125.6499 | 127.2457
New Solar Utility Owned 1 | DEF | Installed Cost ($/kW) | 2025: 1612.6583
New Solar Utility Owned 1 | DEF | Carrying Costs ($000) |  |  | 26206.3418 | 25877.0547 | 25554.2109 | 25237.6445 | 24927.3652 | 24623.2031 | 24325.1523 | 17014.8262 | 17230.877 | 17449.7109 | 17671.373 | 17895.7402 | 18123.0586 | 18353.1914 | 18586.3203 | 18822.3574 | 19061.4043
New Solar Utility Owned 1 | DEF | Capital Expense ($000) | 2023: 45045.8008; 2024: 184687.8125
New Solar Utility Owned 1 | DEF | Installed Cost ($000) | 2025: 241576.2188
New Solar Utility Owned 1 | DEF | Book Value ($000) | 46518.0586 | 240287.0312 | 222287.7344 | 197095.8438 | 179576.0625 | 166659.5312 | 153743 | 144278.9219 | 138267.2969 | 132255.6719 | 126244.0469 | 120232.4219 | 114220.7969 | 108209.1719 | 102197.5469 | 96185.9219 | 90174.2969 | 84162.6719 | 78151.0469
New Solar Utility Owned 1 | DEF | Book Depreciation ($000) |  |  | 8052.5405 | 8052.5405 | 8052.5405 | 8052.5405 | 8052.5405 | 8052.5405 | 8052.5405 | 8052.5405 | 8052.5405 | 8052.5405 | 8052.5405 | 8052.5405 | 8052.5405 | 8052.5405 | 8052.5405 | 8052.5405 | 8052.5405
New Solar Utility Owned 1 | DEF | Tax Depreciation ($000) | 2023: 704.9667; 2024: 4381.5796; 2025: 47297.9336; 2026: 75676.7031; 2027: 45406.0195; 2028: 27243.6133; 2029: 27243.6133; 2030: 13621.8066
New Solar Utility Owned 1 | DEF | Deferred Taxes ($000) | 178.6738 | 1110.5114 | 9946.7451 | 17139.3457 | 9467.2402 | 4863.9775 | 4863.9775 | 1411.5305 | -2040.9165 | -2040.9165 | -2040.9165 | -2040.9165 | -2040.9165 | -2040.9165 | -2040.9165 | -2040.9165 | -2040.9165 | -2040.9165 | -2040.9165
New Solar Utility Owned 1 | DEF | ADIT ($000) | 178.6738 | 1289.1852 | 11235.9307 | 28375.2773 | 37842.5156 | 42706.4922 | 47570.4688 | 48982 | 46941.082 | 44900.1641 | 42859.2461 | 40818.3281 | 38777.4102 | 36736.4922 | 34695.5742 | 32654.6582 | 30613.7422 | 28572.8262 | 26531.9102
New Solar Utility Owned 1 | DEF | Tax Credits ($000)
New Solar Utility Owned 1 | DEF | Deferred Credits ($000)
New Solar Utility Owned 1 | DEF | Property Taxes ($000) |  |  | 1738.8656 | 1738.8656 | 1738.8656 | 1738.8656 | 1738.8656 | 1738.8656 | 1738.8656 | 1738.8656 | 1738.8656 | 1738.8656 | 1738.8656 | 1738.8656 | 1738.8656 | 1738.8656 | 1738.8656 | 1738.8656 | 1738.8656
New Solar Utility Owned 1 | DEF | Decommissioning ($000)
New Solar Utility Owned 1 | DEF | Other Costs ($000) |  |  | 218.2158 | 218.2158 | 218.2158 | 218.2158 | 218.2158 | 218.2158 | 218.2158 | 218.2158 | 218.2158 | 218.2158 | 218.2158 | 218.2158 | 218.2158 | 218.2158 | 218.2158 | 218.2158 | 218.2158
New Solar Utility Owned 1 | DEF | Debt ($000) | 21863.4883 | 112934.9062 | 108705.0703 | 98555.1484 | 88517.9141 | 81365.3828 | 75294.6094 | 70035.1719 | 66398.3828 | 63572.918 | 60747.457 | 57921.9922 | 55096.5273 | 52271.0664 | 49445.6016 | 46620.1367 | 43794.6719 | 40969.2109 | 38143.7461
New Solar Utility Owned 1 | DEF | Debt Service ($000) | -20917.5273 | -85261.3203 | 8795.4453 | 14289.2344 | 13754.9844 | 10569.875 | 9233.1484 | 8200.9141 | 6425.5195 | 5495.5273 | 5376.8555 | 5258.1875 | 5139.5195 | 5020.8438 | 4902.1797 | 4783.5117 | 4664.8398 | 4546.168 | 4427.5039
New Solar Utility Owned 1 | DEF | Interest ($000) | 945.9618 | 5810.0981 | 4565.6128 | 4139.3164 | 3717.7524 | 3417.3459 | 3162.3735 | 2941.4773 | 2788.7319 | 2670.0625 | 2551.3931 | 2432.7236 | 2314.0542 | 2195.3848 | 2076.7153 | 1958.0458 | 1839.3762 | 1720.7068 | 1602.0374
New Solar Utility Owned 1 | DEF | AFUDC ($000) | 2023: 1650.9285; 2024: 10191.6777
New Solar Utility Owned 1 | DEF | Capitalized Interest ($000) | 2023: 945.9618; 2024: 5810.0981
New Solar Utility Owned 1 | DEF | Rate Base ($000) |  |  | 231287.3906 | 209691.8125 | 188335.9844 | 173117.8281 | 160201.2969 | 149011 | 141273.1562 | 135261.5312 | 129249.9062 | 123238.2812 | 117226.6562 | 111215.0312 | 105203.4062 | 99191.7812 | 93180.1562 | 87168.5312 | 81156.9062
New Solar Utility Owned 1 | DEF | Allowed Return ($000) |  |  | 21149.6523 | 19174.8848 | 17222.041 | 15830.4434 | 14649.3154 | 13626.0391 | 12918.4658 | 12368.7441 | 11819.0215 | 11269.2998 | 10719.5771 | 10169.8555 | 9620.1338 | 9070.4111 | 8520.6895 | 7970.9673 | 7421.2451
New Solar Utility Owned 1 PTC | DEF | Added (Projects) | 2025: 2
New Solar Utility Owned 1 PTC | DEF | Active (Projects) |  |  | 2 | 2 | 2 | 2 | 2 | 2 | 2 | 2 | 2 | 2 | 2 | 2 | 2 | 2 | 2 | 2 | 2
New Solar Utility Owned 1 PTC | DEF | Capacity (MW) |  |  | 149.8 | 149.8 | 149.8 | 149.8 | 149.8 | 149.8 | 149.8 | 149.8 | 149.8 | 149.8 | 149.8 | 149.8 | 149.8 | 149.8 | 149.8 | 149.8 | 149.8
New Solar Utility Owned 1 PTC | DEF | Carrying Costs ($/kW)
New Solar Utility Owned 1 PTC | DEF | Installed Cost ($/kW)
New Solar Utility Owned 1 PTC | DEF | Carrying Costs ($000)
New Solar Utility Owned 1 PTC | DEF | Capital Expense ($000)
New Solar Utility Owned 1 PTC | DEF | Installed Cost ($000)
New Solar Utility Owned 1 PTC | DEF | Book Value ($000)
New Solar Utility Owned 1 PTC | DEF | Book Depreciation ($000)
New Solar Utility Owned 1 PTC | DEF | Tax Depreciation ($000)
New Solar Utility Owned 1 PTC | DEF | Deferred Taxes ($000)
New Solar Utility Owned 1 PTC | DEF | ADIT ($000)
New Solar Utility Owned 1 PTC | DEF | Tax Credits ($000)
New Solar Utility Owned 1 PTC | DEF | Deferred Credits ($000)
New Solar Utility Owned 1 PTC | DEF | Property Taxes ($000)
New Solar Utility Owned 1 PTC | DEF | Decommissioning ($000)
New Solar Utility Owned 1 PTC | DEF | Other Costs ($000)
New Solar Utility Owned 1 PTC | DEF | Debt ($000)
New Solar Utility Owned 1 PTC | DEF | Debt Service ($000)
New Solar Utility Owned 1 PTC | DEF | Interest ($000)
New Solar Utility Owned 1 PTC | DEF | AFUDC ($000)
New Solar Utility Owned 1 PTC | DEF | Capitalized Interest ($000)
New Solar Utility Owned 1 PTC | DEF | Rate Base ($000)
New Solar Utility Owned 1 PTC | DEF | Allowed Return ($000)
New Solar Utility Owned 2 | DEF | Added (Projects) | 2025: 4
New Solar Utility Owned 2 | DEF | Active (Projects) |  |  | 4 | 4 | 4 | 4 | 4 | 4 | 4 | 4 | 4 | 4 | 4 | 4 | 4 | 4 | 4 | 4 | 4
New Solar Utility Owned 2 | DEF | Capacity (MW) |  |  | 299.6 | 299.6 | 299.6 | 299.6 | 299.6 | 299.6 | 299.6 | 299.6 | 299.6 | 299.6 | 299.6 | 299.6 | 299.6 | 299.6 | 299.6 | 299.6 | 299.6
New Solar Utility Owned 2 | DEF | Carrying Costs ($/kW) |  |  | 174.9422 | 172.744 | 170.5889 | 168.4756 | 166.4043 | 164.3738 | 162.3842 | 113.5836 | 115.0259 | 116.4867 | 117.9664 | 119.4642 | 120.9817 | 122.518 | 124.0742 | 125.6499 | 127.2457
New Solar Utility Owned 2 | DEF | Installed Cost ($/kW) | 2025: 1612.6583
New Solar Utility Owned 2 | DEF | Carrying Costs ($000) |  |  | 52412.6836 | 51754.1094 | 51108.4219 | 50475.2891 | 49854.7305 | 49246.4062 | 48650.3047 | 34029.6523 | 34461.7539 | 34899.4219 | 35342.7461 | 35791.4805 | 36246.1172 | 36706.3828 | 37172.6406 | 37644.7148 | 38122.8086
New Solar Utility Owned 2 | DEF | Capital Expense ($000) | 2023: 90091.6016; 2024: 369375.625
New Solar Utility Owned 2 | DEF | Installed Cost ($000) | 2025: 483152.4375
New Solar Utility Owned 2 | DEF | Book Value ($000) | 93036.1172 | 480574.0625 | 444575.4688 | 394191.6875 | 359152.125 | 333319.0625 | 307486 | 288557.8438 | 276534.5938 | 264511.3438 | 252488.0938 | 240464.8438 | 228441.5938 | 216418.3438 | 204395.0938 | 192371.8438 | 180348.5938 | 168325.3438 | 156302.0938
New Solar Utility Owned 2 | DEF | Book Depreciation ($000) |  |  | 16105.0811 | 16105.0811 | 16105.0811 | 16105.0811 | 16105.0811 | 16105.0811 | 16105.0811 | 16105.0811 | 16105.0811 | 16105.0811 | 16105.0811 | 16105.0811 | 16105.0811 | 16105.0811 | 16105.0811 | 16105.0811 | 16105.0811
New Solar Utility Owned 2 | DEF | Tax Depreciation ($000) | 2023: 1409.9333; 2024: 8763.1592; 2025: 94595.8672; 2026: 151353.4062; 2027: 90812.0391; 2028: 54487.2266; 2029: 54487.2266; 2030: 27243.6133
New Solar Utility Owned 2 | DEF | Deferred Taxes ($000) | 357.3476 | 2221.0227 | 19893.4902 | 34278.6914 | 18934.4805 | 9727.9551 | 9727.9551 | 2823.061 | -4081.833 | -4081.833 | -4081.833 | -4081.833 | -4081.833 | -4081.833 | -4081.833 | -4081.833 | -4081.833 | -4081.833 | -4081.833
New Solar Utility Owned 2 | DEF | ADIT ($000) | 357.3476 | 2578.3704 | 22471.8613 | 56750.5547 | 75685.0312 | 85412.9844 | 95140.9375 | 97964 | 93882.1641 | 89800.3281 | 85718.4922 | 81636.6562 | 77554.8203 | 73472.9844 | 69391.1484 | 65309.3164 | 61227.4844 | 57145.6523 | 53063.8203
New Solar Utility Owned 2 | DEF | Tax Credits ($000)
New Solar Utility Owned 2 | DEF | Deferred Credits ($000)
New Solar Utility Owned 2 | DEF | Property Taxes ($000) |  |  | 3477.7312 | 3477.7312 | 3477.7312 | 3477.7312 | 3477.7312 | 3477.7312 | 3477.7312 | 3477.7312 | 3477.7312 | 3477.7312 | 3477.7312 | 3477.7312 | 3477.7312 | 3477.7312 | 3477.7312 | 3477.7312 | 3477.7312
New Solar Utility Owned 2 | DEF | Decommissioning ($000)
New Solar Utility Owned 2 | DEF | Other Costs ($000) |  |  | 436.4316 | 436.4316 | 436.4316 | 436.4316 | 436.4316 | 436.4316 | 436.4316 | 436.4316 | 436.4316 | 436.4316 | 436.4316 | 436.4316 | 436.4316 | 436.4316 | 436.4316 | 436.4316 | 436.4316
New Solar Utility Owned 2 | DEF | Debt ($000) | 43726.9766 | 225869.8125 | 217410.1406 | 197110.2969 | 177035.8281 | 162730.7656 | 150589.2188 | 140070.3438 | 132796.7656 | 127145.8359 | 121494.9141 | 115843.9844 | 110193.0547 | 104542.1328 | 98891.2031 | 93240.2734 | 87589.3438 | 81938.4219 | 76287.4922
New Solar Utility Owned 2 | DEF | Debt Service ($000) | -41835.0547 | -170522.6406 | 17590.8906 | 28578.4688 | 27509.9688 | 21139.75 | 18466.2969 | 16401.8281 | 12851.0391 | 10991.0547 | 10753.7109 | 10516.375 | 10279.0391 | 10041.6875 | 9804.3594 | 9567.0234 | 9329.6797 | 9092.3359 | 8855.0078
New Solar Utility Owned 2 | DEF | Interest ($000) | 1891.9236 | 11620.1963 | 9131.2256 | 8278.6328 | 7435.5049 | 6834.6919 | 6324.7471 | 5882.9546 | 5577.4639 | 5340.125 | 5102.7861 | 4865.4473 | 4628.1084 | 4390.7695 | 4153.4307 | 3916.0916 | 3678.7524 | 3441.4136 | 3204.0747
New Solar Utility Owned 2 | DEF | AFUDC ($000) | 2023: 3301.8569; 2024: 20383.3555
New Solar Utility Owned 2 | DEF | Capitalized Interest ($000) | 2023: 1891.9236; 2024: 11620.1963
New Solar Utility Owned 2 | DEF | Rate Base ($000) |  |  | 462574.7812 | 419383.625 | 376671.9688 | 346235.6562 | 320402.5938 | 298022 | 282546.3125 | 270523.0625 | 258499.8125 | 246476.5625 | 234453.3125 | 222430.0625 | 210406.8125 | 198383.5625 | 186360.3125 | 174337.0625 | 162313.8125
New Solar Utility Owned 2 | DEF | Allowed Return ($000) |  |  | 42299.3047 | 38349.7695 | 34444.082 | 31660.8867 | 29298.6309 | 27252.0781 | 25836.9316 | 24737.4883 | 23638.043 | 22538.5996 | 21439.1543 | 20339.7109 | 19240.2676 | 18140.8223 | 17041.3789 | 15941.9346 | 14842.4902
New Solar Utility Owned 2 PTC | DEF | Added (Projects) | 2025: 4
New Solar Utility Owned 2 PTC | DEF | Active (Projects) |  |  | 4 | 4 | 4 | 4 | 4 | 4 | 4 | 4 | 4 | 4 | 4 | 4 | 4 | 4 | 4 | 4 | 4
New Solar Utility Owned 2 PTC | DEF | Capacity (MW) |  |  | 299.6 | 299.6 | 299.6 | 299.6 | 299.6 | 299.6 | 299.6 | 299.6 | 299.6 | 299.6 | 299.6 | 299.6 | 299.6 | 299.6 | 299.6 | 299.6 | 299.6
New Solar Utility Owned 2 PTC | DEF | Carrying Costs ($/kW)
New Solar Utility Owned 2 PTC | DEF | Installed Cost ($/kW)
New Solar Utility Owned 2 PTC | DEF | Carrying Costs ($000)
New Solar Utility Owned 2 PTC | DEF | Capital Expense ($000)
New Solar Utility Owned 2 PTC | DEF | Installed Cost ($000)
New Solar Utility Owned 2 PTC | DEF | Book Value ($000)
New Solar Utility Owned 2 PTC | DEF | Book Depreciation ($000)
New Solar Utility Owned 2 PTC | DEF | Tax Depreciation ($000)
New Solar Utility Owned 2 PTC | DEF | Deferred Taxes ($000)
New Solar Utility Owned 2 PTC | DEF | ADIT ($000)
New Solar Utility Owned 2 PTC | DEF | Tax Credits ($000)
New Solar Utility Owned 2 PTC | DEF | Deferred Credits ($000)
New Solar Utility Owned 2 PTC | DEF | Property Taxes ($000)
New Solar Utility Owned 2 PTC | DEF | Decommissioning ($000)
New Solar Utility Owned 2 PTC | DEF | Other Costs ($000)
New Solar Utility Owned 2 PTC | DEF | Debt ($000)
New Solar Utility Owned 2 PTC | DEF | Debt Service ($000)
New Solar Utility Owned 2 PTC | DEF | Interest ($000)
New Solar Utility Owned 2 PTC | DEF | AFUDC ($000)
New Solar Utility Owned 2 PTC | DEF | Capitalized Interest ($000)
New Solar Utility Owned 2 PTC | DEF | Rate Base ($000)
New Solar Utility Owned 2 PTC | DEF | Allowed Return ($000)
New Solar Utility Owned 3 | DEF | Added (Projects) | 2027: 4; 2028: 4; 2029: 3; 2030: 4; 2031: 5; 2032: 6
New Solar Utility Owned 3 | DEF | Active (Projects) |  |  |  |  | 4 | 8 | 11 | 15 | 20 | 26 | 26 | 26 | 26 | 26 | 26 | 26 | 26 | 26 | 26
New Solar Utility Owned 3 | DEF | Capacity (MW) |  |  |  |  | 299.6 | 599.2 | 823.9 | 1123.5 | 1498 | 1947.4 | 1947.4 | 1947.4 | 1947.4 | 1947.4 | 1947.4 | 1947.4 | 1947.4 | 1947.4 | 1947.4
New Solar Utility Owned 3 | DEF | Carrying Costs ($/kW) |  |  |  |  | 170.5889 | 168.4756 | 166.4043 | 164.3739 | 162.3842 | 113.5836 | 115.0259 | 116.4867 | 117.9664 | 119.4642 | 120.9817 | 122.518 | 124.0742 | 125.6499 | 127.2457
New Solar Utility Owned 3 | DEF | Installed Cost ($/kW) | 2027: 1561.466; 2028: 1536.4827; 2029: 1511.8989; 2030: 1487.7086; 2031: 1463.9052; 2032: 1440.4828
New Solar Utility Owned 3 | DEF | Carrying Costs ($000) |  |  |  |  | 51108.4219 | 100950.5781 | 137100.5156 | 184674.0312 | 243251.5156 | 221192.7344 | 224001.3906 | 226846.2188 | 229727.8594 | 232644.625 | 235599.7656 | 238591.4844 | 241622.1562 | 244690.6562 | 247798.25
New Solar Utility Owned 3 | DEF | Capital Expense ($000) | 2025: 87231.7344; 2026: 443486.1875; 2027: 415274.7812; 2028: 342833.9375; 2029: 442983.0312; 2030: 539839.5625; 2031: 494908.8438
New Solar Utility Owned 3 | DEF | Installed Cost ($000) | 2027: 467815.2188; 2028: 460330.2188; 2029: 339723.6875; 2030: 445717.5; 2031: 548232.5; 2032: 647353
New Solar Utility Owned 3 | DEF | Book Value ($000) |  |  | 90082.7734 | 553960.125 | 953753.875 | 1228992.25 | 1584828.375 | 2022188.125 | 2379841 | 2181008.75 | 2002071.25 | 1865573.125 | 1752635.5 | 1653902.625 | 1572256.375 | 1499861.625 | 1427466.875 | 1355072.125 | 1282677.25
New Solar Utility Owned 3 | DEF | Book Depreciation ($000) |  |  |  |  | 15593.8408 | 30938.1816 | 42262.3047 | 57119.5547 | 75393.9688 | 96972.4062 | 96972.4062 | 96972.4062 | 96972.4062 | 96972.4062 | 96972.4062 | 96972.4062 | 96972.4062 | 96972.4062 | 96972.4062
New Solar Utility Owned 3 | DEF | Tax Depreciation ($000) |  |  | 1365.1765 | 9828.3154 | 100933.625 | 244138.7969 | 308331.5 | 344801.8125 | 427230.2188 | 498865.3125 | 420369.9375 | 252922.9375 | 159964.2031 | 103918.1406 | 36502.4219
New Solar Utility Owned 3 | DEF | Deferred Taxes ($000) |  |  | 346.004 | 2490.9866 | 21629.3672 | 54035.6953 | 67435.2422 | 72913.0703 | 89172.9062 | 101859.7656 | 81965.1094 | 39525.6641 | 15965.2715 | 1760.3975 | -15326.1172 | -24577.6562 | -24577.6562 | -24577.6562 | -24577.6562
New Solar Utility Owned 3 | DEF | ADIT ($000) |  |  | 346.004 | 2836.9905 | 24466.3555 | 78502.0469 | 145937.2969 | 218850.3594 | 308023.25 | 409883 | 491848.125 | 531373.75 | 547339.0625 | 549099.4375 | 533773.375 | 509195.6875 | 484618 | 460040.375 | 435462.6875
New Solar Utility Owned 3 | DEF | Tax Credits ($000)
New Solar Utility Owned 3 | DEF | Deferred Credits ($000)
New Solar Utility Owned 3 | DEF | Property Taxes ($000) |  |  |  |  | 3367.334 | 6680.791 | 9126.1221 | 12334.3965 | 16280.5742 | 20940.2207 | 20940.2207 | 20940.2207 | 20940.2207 | 20940.2207 | 20940.2207 | 20940.2207 | 20940.2207 | 20940.2207 | 20940.2207
New Solar Utility Owned 3 | DEF | Decommissioning ($000)
New Solar Utility Owned 3 | DEF | Other Costs ($000) |  |  |  |  | 422.5775 | 838.3937 | 1145.2661 | 1547.8827 | 2043.1011 | 2627.855 | 2627.855 | 2627.855 | 2627.855 | 2627.855 | 2627.855 | 2627.855 | 2627.855 | 2627.855 | 2627.855
New Solar Utility Owned 3 | DEF | Debt ($000) |  |  | 42338.9023 | 260361.2656 | 456455.4688 | 597150.75 | 770071.5 | 980281.4375 | 1156499.25 | 1071799.75 | 983023.875 | 908896.5 | 850279.0625 | 800536.625 | 758147.5 | 721947.75 | 687922.3125 | 653896.75 | 619871.1875
New Solar Utility Owned 3 | DEF | Debt Service ($000) |  |  | -40507.0352 | -204968.5 | -174851.2344 | -114063.625 | -138546.5469 | -166542.8125 | -124786.0391 | 129715.0547 | 130062.8828 | 112301.0078 | 94329.1172 | 83365.0859 | 74231.2891 | 66521.4688 | 62918.25 | 61489.1953 | 60060.1328
New Solar Utility Owned 3 | DEF | Interest ($000) |  |  | 1831.8665 | 13053.8818 | 21242.9551 | 26631.6953 | 34374.1992 | 43667.1016 | 51431.7617 | 45015.5898 | 41287 | 38173.6523 | 35711.7227 | 33622.5352 | 31842.1934 | 30321.8066 | 28892.7344 | 27463.6641 | 26034.5898
New Solar Utility Owned 3 | DEF | AFUDC ($000) | 2025: 3197.043; 2026: 22882.1973; 2027: 21742.1953; 2028: 17378.375; 2029: 22550.6562; 2030: 27552.9727; 2031: 27310.6895
New Solar Utility Owned 3 | DEF | Capitalized Interest ($000) | 2025: 1831.8665; 2026: 13053.8818; 2027: 12401.5908; 2028: 9915.958; 2029: 12866.6201; 2030: 15720.3203; 2031: 15569.3486
New Solar Utility Owned 3 | DEF | Rate Base ($000) |  |  |  |  | 447890.7812 | 846795.25 | 1089543.25 | 1415743.75 | 1816738.25 | 2280425 | 2091540.25 | 1933822.25 | 1809104.375 | 1703269.375 | 1613079.625 | 1536059.25 | 1463664.375 | 1391269.75 | 1318874.875
New Solar Utility Owned 3 | DEF | Allowed Return ($000) |  |  |  |  | 40956.5547 | 77433.6406 | 99631.2969 | 129460.1016 | 166128.3125 | 208529.2969 | 191257.0625 | 176834.8438 | 165430.25 | 155752.3438 | 147505.125 | 140462.125 | 133842.125 | 127222.125 | 120602.1094
New Solar Utility Owned 3 PTC | DEF | Added (Projects) | 2027: 4; 2028: 4; 2029: 3; 2030: 4; 2031: 5; 2032: 6
New Solar Utility Owned 3 PTC | DEF | Active (Projects) |  |  |  |  | 4 | 8 | 11 | 15 | 20 | 26 | 26 | 26 | 26 | 26 | 26 | 26 | 26 | 26 | 26
New Solar Utility Owned 3 PTC | DEF | Capacity (MW) |  |  |  |  | 299.6 | 599.2 | 823.9 | 1123.5 | 1498 | 1947.4 | 1947.4 | 1947.4 | 1947.4 | 1947.4 | 1947.4 | 1947.4 | 1947.4 | 1947.4 | 1947.4
New Solar Utility Owned 3 PTC | DEF | Carrying Costs ($/kW)
New Solar Utility Owned 3 PTC | DEF | Installed Cost ($/kW)
New Solar Utility Owned 3 PTC | DEF | Carrying Costs ($000)
New Solar Utility Owned 3 PTC | DEF | Capital Expense ($000)
New Solar Utility Owned 3 PTC | DEF | Installed Cost ($000)
New Solar Utility Owned 3 PTC | DEF | Book Value ($000)
New Solar Utility Owned 3 PTC | DEF | Book Depreciation ($000)
New Solar Utility Owned 3 PTC | DEF | Tax Depreciation ($000)
New Solar Utility Owned 3 PTC | DEF | Deferred Taxes ($000)
New Solar Utility Owned 3 PTC | DEF | ADIT ($000)
New Solar Utility Owned 3 PTC | DEF | Tax Credits ($000)
New Solar Utility Owned 3 PTC | DEF | Deferred Credits ($000)
New Solar Utility Owned 3 PTC | DEF | Property Taxes ($000)
New Solar Utility Owned 3 PTC | DEF | Decommissioning ($000)
New Solar Utility Owned 3 PTC | DEF | Other Costs ($000)
New Solar Utility Owned 3 PTC | DEF | Debt ($000)
New Solar Utility Owned 3 PTC | DEF | Debt Service ($000)
New Solar Utility Owned 3 PTC | DEF | Interest ($000)
New Solar Utility Owned 3 PTC | DEF | AFUDC ($000)
New Solar Utility Owned 3 PTC | DEF | Capitalized Interest ($000)
New Solar Utility Owned 3 PTC | DEF | Rate Base ($000)
New Solar Utility Owned 3 PTC | DEF | Allowed Return ($000)
New Solar Utility Owned 4 | DEF | Added (Projects) | 2026: 4
New Solar Utility Owned 4 | DEF | Active (Projects) |  |  |  | 4 | 4 | 4 | 4 | 4 | 4 | 4 | 4 | 4 | 4 | 4 | 4 | 4 | 4 | 4 | 4
New Solar Utility Owned 4 | DEF | Capacity (MW) |  |  |  | 299.6 | 299.6 | 299.6 | 299.6 | 299.6 | 299.6 | 299.6 | 299.6 | 299.6 | 299.6 | 299.6 | 299.6 | 299.6 | 299.6 | 299.6 | 299.6
New Solar Utility Owned 4 | DEF | Carrying Costs ($/kW) |  |  |  | 172.744 | 170.5889 | 168.4756 | 166.4043 | 164.3738 | 162.3842 | 113.5836 | 115.0259 | 116.4867 | 117.9664 | 119.4642 | 120.9817 | 122.518 | 124.0742 | 125.6499 | 127.2457
New Solar Utility Owned 4 | DEF | Installed Cost ($/kW) | 2026: 1586.8558
New Solar Utility Owned 4 | DEF | Carrying Costs ($000) |  |  |  | 51754.1094 | 51108.4219 | 50475.2891 | 49854.7305 | 49246.4062 | 48650.3047 | 34029.6523 | 34461.7539 | 34899.4219 | 35342.7461 | 35791.4805 | 36246.1172 | 36706.3828 | 37172.6406 | 37644.7148 | 38122.8086
New Solar Utility Owned 4 | DEF | Capital Expense ($000) | 2024: 88650.1328; 2025: 363465.5938
New Solar Utility Owned 4 | DEF | Installed Cost ($000) | 2026: 475422
New Solar Utility Owned 4 | DEF | Book Value ($000) |  | 91547.5234 | 472884.875 | 437462.2812 | 387884.6562 | 353405.7188 | 327986 | 302566.2812 | 283940.9688 | 272110.0938 | 260279.2188 | 248448.3438 | 236617.4688 | 224786.5938 | 212955.7188 | 201124.8438 | 189293.9688 | 177463.0938 | 165632.2188
New Solar Utility Owned 4 | DEF | Book Depreciation ($000) |  |  |  | 15847.4004 | 15847.4004 | 15847.4004 | 15847.4004 | 15847.4004 | 15847.4004 | 15847.4004 | 15847.4004 | 15847.4004 | 15847.4004 | 15847.4004 | 15847.4004 | 15847.4004 | 15847.4004 | 15847.4004 | 15847.4004
New Solar Utility Owned 4 | DEF | Tax Depreciation ($000) | 2024: 1387.3744; 2025: 8622.9502; 2026: 93082.3359; 2027: 148931.75; 2028: 89359.0547; 2029: 53615.4336; 2030: 53615.4336; 2031: 26807.7168
New Solar Utility Owned 4 | DEF | Deferred Taxes ($000) |  | 351.63 | 2185.4868 | 19575.1953 | 33730.2266 | 18631.5293 | 9572.3076 | 9572.3076 | 2777.8923 | -4016.5237 | -4016.5237 | -4016.5237 | -4016.5237 | -4016.5237 | -4016.5237 | -4016.5237 | -4016.5237 | -4016.5237 | -4016.5237
New Solar Utility Owned 4 | DEF | ADIT ($000) |  | 351.63 | 2537.1169 | 22112.3125 | 55842.5391 | 74474.0703 | 84046.375 | 93618.6797 | 96396.5703 | 92380.0469 | 88363.5234 | 84347 | 80330.4766 | 76313.9531 | 72297.4297 | 68280.9062 | 64264.3828 | 60247.8594 | 56231.3359
New Solar Utility Owned 4 | DEF | Tax Credits ($000)
New Solar Utility Owned 4 | DEF | Deferred Credits ($000)
New Solar Utility Owned 4 | DEF | Property Taxes ($000) |  |  |  | 3422.0874 | 3422.0874 | 3422.0874 | 3422.0874 | 3422.0874 | 3422.0874 | 3422.0874 | 3422.0874 | 3422.0874 | 3422.0874 | 3422.0874 | 3422.0874 | 3422.0874 | 3422.0874 | 3422.0874 | 3422.0874
New Solar Utility Owned 4 | DEF | Decommissioning ($000)
New Solar Utility Owned 4 | DEF | Other Costs ($000) |  |  |  | 429.4487 | 429.4487 | 429.4487 | 429.4487 | 429.4487 | 429.4487 | 429.4487 | 429.4487 | 429.4487 | 429.4487 | 429.4487 | 429.4487 | 429.4487 | 429.4487 | 429.4487 | 429.4487
New Solar Utility Owned 4 | DEF | Debt ($000) |  | 43027.3359 | 222255.8906 | 213931.5781 | 193956.5156 | 174203.2188 | 160127.0469 | 148179.7969 | 137829.2188 | 130672.0156 | 125111.5 | 119550.9922 | 113990.4766 | 108429.9688 | 102869.4609 | 97308.9453 | 91748.4375 | 86187.9219 | 80627.4141
New Solar Utility Owned 4 | DEF | Debt Service ($000) |  | -41165.6836 | -167794.2812 | 17309.4375 | 28121.2344 | 27069.8281 | 20801.5 | 18170.7969 | 16139.4062 | 12645.4297 | 10815.1953 | 10581.6484 | 10348.1172 | 10114.5625 | 9881.0234 | 9647.4922 | 9413.9453 | 9180.4062 | 8946.8594
New Solar Utility Owned 4 | DEF | Interest ($000) |  | 1861.6527 | 11434.2725 | 8985.126 | 8146.1733 | 7316.5352 | 6725.3359 | 6223.5513 | 5788.8271 | 5488.2246 | 5254.6831 | 5021.1416 | 4787.6001 | 4554.0586 | 4320.5171 | 4086.9756 | 3853.4343 | 3619.8926 | 3386.3513
New Solar Utility Owned 4 | DEF | AFUDC ($000) | 2024: 3249.0271; 2025: 20057.2227
New Solar Utility Owned 4 | DEF | Capitalized Interest ($000) | 2024: 1861.6527; 2025: 11434.2725
New Solar Utility Owned 4 | DEF | Rate Base ($000) |  |  |  | 455173.5625 | 412673.4375 | 370645.1562 | 340695.8438 | 315276.1562 | 293253.6562 | 278025.5625 | 266194.6875 | 254363.8125 | 242532.9375 | 230702.0625 | 218871.1875 | 207040.3125 | 195209.4375 | 183378.5625 | 171547.6875
New Solar Utility Owned 4 | DEF | Allowed Return ($000) |  |  |  | 41622.5156 | 37736.168 | 33892.9688 | 31154.3086 | 28829.8516 | 26816.0449 | 25423.5391 | 24341.6875 | 23259.834 | 22177.9824 | 21096.1289 | 20014.2754 | 18932.4238 | 17850.5703 | 16768.7168 | 15686.8652
New Solar Utility Owned 4 PTC | DEF | Added (Projects) | 2026: 4
New Solar Utility Owned 4 PTC | DEF | Active (Projects) |  |  |  | 4 | 4 | 4 | 4 | 4 | 4 | 4 | 4 | 4 | 4 | 4 | 4 | 4 | 4 | 4 | 4
New Solar Utility Owned 4 PTC | DEF | Capacity (MW) |  |  |  | 299.6 | 299.6 | 299.6 | 299.6 | 299.6 | 299.6 | 299.6 | 299.6 | 299.6 | 299.6 | 299.6 | 299.6 | 299.6 | 299.6 | 299.6 | 299.6
New Solar Utility Owned 4 PTC | DEF | Carrying Costs ($/kW)
New Solar Utility Owned 4 PTC | DEF | Installed Cost ($/kW)
New Solar Utility Owned 4 PTC | DEF | Carrying Costs ($000)
New Solar Utility Owned 4 PTC | DEF | Capital Expense ($000)
New Solar Utility Owned 4 PTC | DEF | Installed Cost ($000)
New Solar Utility Owned 4 PTC | DEF | Book Value ($000)
New Solar Utility Owned 4 PTC | DEF | Book Depreciation ($000)
New Solar Utility Owned 4 PTC | DEF | Tax Depreciation ($000)
New Solar Utility Owned 4 PTC | DEF | Deferred Taxes ($000)
New Solar Utility Owned 4 PTC | DEF | ADIT ($000)
New Solar Utility Owned 4 PTC | DEF | Tax Credits ($000)
New Solar Utility Owned 4 PTC | DEF | Deferred Credits ($000)
New Solar Utility Owned 4 PTC | DEF | Property Taxes ($000)
New Solar Utility Owned 4 PTC | DEF | Decommissioning ($000)
New Solar Utility Owned 4 PTC | DEF | Other Costs ($000)
New Solar Utility Owned 4 PTC | DEF | Debt ($000)
New Solar Utility Owned 4 PTC | DEF | Debt Service ($000)
New Solar Utility Owned 4 PTC | DEF | Interest ($000)
New Solar Utility Owned 4 PTC | DEF | AFUDC ($000)
New Solar Utility Owned 4 PTC | DEF | Capitalized Interest ($000)
New Solar Utility Owned 4 PTC | DEF | Rate Base ($000)
New Solar Utility Owned 4 PTC | DEF | Allowed Return ($000)
New Solar Utility Owned 6 | DEF | Added (Projects) | 2033: 12; 2034: 11
New Solar Utility Owned 6 | DEF | Active (Projects) | 2033: 12; 2034: 23; 2035: 23; 2036: 23; 2037: 23; 2038: 23; 2039: 23; 2040: 23; 2041: 23
New Solar Utility Owned 6 | DEF | Capacity (MW) | 2033: 898.8; 2034: 1722.7001; 2035: 1722.7001; 2036: 1722.7001; 2037: 1722.7001; 2038: 1722.7001; 2039: 1722.7001; 2040: 1722.7001; 2041: 1722.7001
New Solar Utility Owned 6 | DEF | Carrying Costs ($/kW) | 2033: 115.0259; 2034: 116.4867; 2035: 117.9664; 2036: 119.4642; 2037: 120.9817; 2038: 122.518; 2039: 124.0742; 2040: 125.6499; 2041: 127.2457
New Solar Utility Owned 6 | DEF | Installed Cost ($/kW) | 2033: 1458.7769; 2034: 1477.3033
New Solar Utility Owned 6 | DEF | Carrying Costs ($000) | 2033: 103385.2578; 2034: 200671.6562; 2035: 203220.7969; 2036: 205801.0156; 2037: 208415.1719; 2038: 211061.7188; 2039: 213742.6875; 2040: 216457.125; 2041: 219206.1406
New Solar Utility Owned 6 | DEF | Capital Expense ($000) | 2031: 244484.9219; 2032: 1229345.75; 2033: 930525.4375
New Solar Utility Owned 6 | DEF | Installed Cost ($000) | 2033: 1311148.75; 2034: 1217150.25
New Solar Utility Owned 6 | DEF | Book Value ($000) | 2031: 252475.5469; 2032: 1538526.875; 2033: 2417116; 2034: 2189700.5; 2035: 1967686.375; 2036: 1809311.25; 2037: 1674129; 2038: 1557684.75; 2039: 1477373.25; 2040: 1414456.5; 2041: 1351539.75
New Solar Utility Owned 6 | DEF | Book Depreciation ($000) | 2033: 43704.957; 2034: 84276.6328; 2035: 84276.6328; 2036: 84276.6328; 2037: 84276.6328; 2038: 84276.6328; 2039: 84276.6328; 2040: 84276.6328; 2041: 84276.6328
New Solar Utility Owned 6 | DEF | Tax Depreciation ($000) | 2031: 3826.189; 2032: 27332.793; 2033: 278784.3438; 2034: 649037.8125; 2035: 627727.1875; 2036: 376636.3125; 2037: 285127.4062; 2038: 211195.4062; 2039: 68631.6953
New Solar Utility Owned 6 | DEF | Deferred Taxes ($000) | 2031: 969.7476; 2032: 6927.4971; 2033: 59580.875; 2034: 143138.7188; 2035: 137737.5469; 2036: 74098.5703; 2037: 50905.6328; 2038: 32167.5645; 2039: -3965.2095; 2040: -21359.9141; 2041: -21359.9141
New Solar Utility Owned 6 | DEF | ADIT ($000) | 2031: 969.7476; 2032: 7897.2441; 2033: 67478.1172; 2034: 210616.8438; 2035: 348354.375; 2036: 422452.9375; 2037: 473358.5625; 2038: 505526.125; 2039: 501560.9375; 2040: 480201.0312; 2041: 458841.125
New Solar Utility Owned 6 | DEF | Tax Credits ($000)
New Solar Utility Owned 6 | DEF | Deferred Credits ($000)
New Solar Utility Owned 6 | DEF | Property Taxes ($000) | 2033: 9437.6484; 2034: 18198.6953; 2035: 18198.6953; 2036: 18198.6953; 2037: 18198.6953; 2038: 18198.6953; 2039: 18198.6953; 2040: 18198.6953; 2041: 18198.6953
New Solar Utility Owned 6 | DEF | Decommissioning ($000)
New Solar Utility Owned 6 | DEF | Other Costs ($000) | 2033: 1184.3606; 2034: 2283.8125; 2035: 2283.8125; 2036: 2283.8125; 2037: 2283.8125; 2038: 2283.8125; 2039: 2283.8125; 2040: 2283.8125; 2041: 2283.8125
New Solar Utility Owned 6 | DEF | Debt ($000) | 2031: 118663.5078; 2032: 723107.625; 2033: 1159001.75; 2034: 1082601.875; 2035: 976986; 2036: 887594.5; 2037: 818608.4375; 2038: 759476.1875; 2039: 713238.625; 2040: 679580; 2041: 650009.1875
New Solar Utility Owned 6 | DEF | Debt Service ($000) | 2031: -113529.3281; 2032: -568143.875; 2033: -381841; 2034: 121869.2188; 2035: 146649.3125; 2036: 126670.4688; 2037: 103367.5625; 2038: 91030.25; 2039: 76193.625; 2040: 62200.9062; 2041: 56871.2188
New Solar Utility Owned 6 | DEF | Interest ($000) | 2031: 5134.1831; 2032: 36300.2617; 2033: 54053.1719; 2034: 45469.2812; 2035: 41033.4102; 2036: 37278.9688; 2037: 34381.5547; 2038: 31898; 2039: 29956.0195; 2040: 28542.3613; 2041: 27300.3867
New Solar Utility Owned 6 | DEF | AFUDC ($000) | 2031: 8960.3721; 2032: 63633.0547; 2033: 51349.4414
New Solar Utility Owned 6 | DEF | Capitalized Interest ($000) | 2031: 5134.1831; 2032: 36300.2617; 2033: 29273.4219
New Solar Utility Owned 6 | DEF | Rate Base ($000) | 2033: 1255306.375; 2034: 2303408.25; 2035: 2078693.5; 2036: 1888498.875; 2037: 1741720; 2038: 1615906.75; 2039: 1517529; 2040: 1445915; 2041: 1382998.25
New Solar Utility Owned 6 | DEF | Allowed Return ($000) | 2033: 114789.1953; 2034: 210630.9688; 2035: 190082.3438; 2036: 172690.3438; 2037: 159268.4062; 2038: 147763.6406; 2039: 138767.6562; 2040: 132219.0469; 2041: 126465.75
New Solar Utility Owned 6 PTC | DEF | Added (Projects) | 2033: 12; 2034: 11
New Solar Utility Owned 6 PTC | DEF | Active (Projects) | 2033: 12; 2034: 23; 2035: 23; 2036: 23; 2037: 23; 2038: 23; 2039: 23; 2040: 23; 2041: 23
New Solar Utility Owned 6 PTC | DEF | Capacity (MW) | 2033: 898.8; 2034: 1722.7001; 2035: 1722.7001; 2036: 1722.7001; 2037: 1722.7001; 2038: 1722.7001; 2039: 1722.7001; 2040: 1722.7001; 2041: 1722.7001
New Solar Utility Owned 6 PTC | DEF | Carrying Costs ($/kW)
New Solar Utility Owned 6 PTC | DEF | Installed Cost ($/kW)
New Solar Utility Owned 6 PTC | DEF | Carrying Costs ($000)
New Solar Utility Owned 6 PTC | DEF | Capital Expense ($000)
New Solar Utility Owned 6 PTC | DEF | Installed Cost ($000)
New Solar Utility Owned 6 PTC | DEF | Book Value ($000)
New Solar Utility Owned 6 PTC | DEF | Book Depreciation ($000)
New Solar Utility Owned 6 PTC | DEF | Tax Depreciation ($000)
New Solar Utility Owned 6 PTC | DEF | Deferred Taxes ($000)
New Solar Utility Owned 6 PTC | DEF | ADIT ($000)
New Solar Utility Owned 6 PTC | DEF | Tax Credits ($000)
New Solar Utility Owned 6 PTC | DEF | Deferred Credits ($000)
New Solar Utility Owned 6 PTC | DEF | Property Taxes ($000)
New Solar Utility Owned 6 PTC | DEF | Decommissioning ($000)
New Solar Utility Owned 6 PTC | DEF | Other Costs ($000)
New Solar Utility Owned 6 PTC | DEF | Debt ($000)
New Solar Utility Owned 6 PTC | DEF | Debt Service ($000)
New Solar Utility Owned 6 PTC | DEF | Interest ($000)
New Solar Utility Owned 6 PTC | DEF | AFUDC ($000)
New Solar Utility Owned 6 PTC | DEF | Capitalized Interest ($000)
New Solar Utility Owned 6 PTC | DEF | Rate Base ($000)
New Solar Utility Owned 6 PTC | DEF | Allowed Return ($000)
New Solar+Storage 1 | DEF | Added (Projects) | 2029: 2; 2030: 2; 2031: 2
New Solar+Storage 1 | DEF | Active (Projects) | [6 empty] | 2 | 4 | 6 | 6 | 6 | 6 | 6 | 6 | 6 | 6 | 6 | 6 | 6
New Solar+Storage 1 | DEF | Capacity (MW) | [6 empty] | 149.8 | 299.6 | 449.4 | 449.4 | 449.4 | 449.4 | 449.4 | 449.4 | 449.4 | 449.4 | 449.4 | 449.4 | 449.4
New Solar+Storage 1 | DEF | Carrying Costs ($/kW) | [6 empty] | 255.2989 | 252.5231 | 249.8047 | 172.0347 | 174.5726 | 177.1472 | 179.7607 | 182.4119 | 185.1019 | 187.8326 | 190.6037 | 193.4145 | 196.2673
New Solar+Storage 1 | DEF | Installed Cost ($/kW) | 2029: 2462.9601; 2030: 2426.0772; 2031: 2389.7468
New Solar+Storage 1 | DEF | Carrying Costs ($000) | [6 empty] | 38243.7773 | 75655.9297 | 112262.2266 | 77312.4062 | 78452.9531 | 79609.9453 | 80784.4609 | 81975.9141 | 83184.7969 | 84411.9531 | 85657.3125 | 86920.4766 | 88202.5469
New Solar+Storage 1 | DEF | Capital Expense ($000) | 2027: 169617.0469; 2028: 340934.4688; 2029: 335829; 2030: 168689.4062
New Solar+Storage 1 | DEF | Installed Cost ($000) | 2029: 368951.4375; 2030: 363426.375; 2031: 357984.0938
New Solar+Storage 1 | DEF | Book Value ($000) |  |  |  |  | 175160.7344 | 538703.625 | 869476 | 989672.875 | 898916.9375 | 816004.3125 | 751222.625 | 698427.3125 | 656005.25 | 623801.1875 | 596667.5625 | 569533.875 | 542400.25 | 515266.625 | 488133
New Solar+Storage 1 | DEF | Book Depreciation ($000) | [6 empty] | 12298.3809 | 24412.5938 | 36345.3984 | 36345.3984 | 36345.3984 | 36345.3984 | 36345.3984 | 36345.3984 | 36345.3984 | 36345.3984 | 36345.3984 | 36345.3984 | 36345.3984
New Solar+Storage 1 | DEF | Tax Depreciation ($000) | 2027: 2654.5063; 2028: 10950.7012; 2029: 82378.9141; 2030: 193155.7812; 2031: 251024.75; 2032: 220078.9375; 2033: 148542.2031; 2034: 101249.4453; 2035: 60321.1016; 2036: 20005.6543
New Solar+Storage 1 | DEF | Deferred Taxes ($000) |  |  |  |  | 672.7847 | 2775.4553 | 17761.9102 | 42767.957 | 54410.4883 | 46567.2656 | 28436.2812 | 16449.9316 | 6076.6426 | -4141.3076 | -9211.7412 | -9211.7412 | -9211.7412 | -9211.7412 | -9211.7412
New Solar+Storage 1 | DEF | ADIT ($000) |  |  |  |  | 672.7847 | 3448.24 | 21210.1484 | 63978.1094 | 118388.5938 | 164955.8438 | 193392.1406 | 209842.0781 | 215918.7188 | 211777.4219 | 202565.6875 | 193353.9375 | 184142.2031 | 174930.4688 | 165718.7188
New Solar+Storage 1 | DEF | Tax Credits ($000)
New Solar+Storage 1 | DEF | Deferred Credits ($000)
New Solar+Storage 1 | DEF | Property Taxes ($000) | [6 empty] | 2655.7124 | 5271.6553 | 7848.4248 | 7848.4248 | 7848.4248 | 7848.4248 | 7848.4248 | 7848.4248 | 7848.4248 | 7848.4248 | 7848.4248 | 7848.4248 | 7848.4248
New Solar+Storage 1 | DEF | Decommissioning ($000)
New Solar+Storage 1 | DEF | Other Costs ($000) | [6 empty] | -23100.6914 | -22421.4863 | -21752.4492 | 984.9238 | 984.9238 | 984.9238 | 984.9238 | 984.9238 | 984.9238 | 984.9238 | 984.9238 | 984.9238 | 984.9238
New Solar+Storage 1 | DEF | Debt ($000) |  |  |  |  | 82325.5469 | 253190.6875 | 415075.4375 | 480451.9375 | 443818.5625 | 403006.5 | 368298.3125 | 340667.6875 | 318291.625 | 300754.5 | 286810.0938 | 274057.2812 | 261304.4844 | 248551.6562 | 235798.8438
New Solar+Storage 1 | DEF | Debt Service ($000) |  |  |  |  | -78763.5859 | -156432 | -140709.3438 | -41610.9844 | 55273.75 | 57738.3672 | 50176.6953 | 41938.6406 | 35744.3438 | 30168.8203 | 25990.3906 | 24263.2266 | 23727.6016 | 23191.9844 | 22656.3672
New Solar+Storage 1 | DEF | Interest ($000) |  |  |  |  | 3561.958 | 14433.1426 | 21175.4102 | 23765.5117 | 18640.3789 | 16926.2715 | 15468.5283 | 14308.0439 | 13368.248 | 12631.6875 | 12046.0254 | 11510.4062 | 10974.7871 | 10439.1689 | 9903.5508
New Solar+Storage 1 | DEF | AFUDC ($000) | 2027: 6216.4644; 2028: 25383.8438; 2029: 25003.7207; 2030: 18687.9395
New Solar+Storage 1 | DEF | Capitalized Interest ($000) | 2027: 3561.958; 2028: 14433.1426; 2029: 14217.0059; 2030: 10599.7852
New Solar+Storage 1 | DEF | Rate Base ($000) | [6 empty] | 352502.7188 | 666956.75 | 944294.875 | 857460.625 | 783613.4375 | 724824.875 | 677216.25 | 639903.125 | 610234.25 | 583100.625 | 555967 | 528833.3125 | 501699.6562
New Solar+Storage 1 | DEF | Allowed Return ($000) | [6 empty] | 32233.9668 | 60988.6445 | 86349.3203 | 78408.9219 | 71656.0938 | 66280.2891 | 61926.8047 | 58514.7734 | 55801.7578 | 53320.5703 | 50839.3828 | 48358.1953 | 45877.0078
New Solar+Storage 1 PTC + ITC | DEF | Added (Projects) | 2029: 2; 2030: 2; 2031: 2
New Solar+Storage 1 PTC + ITC | DEF | Active (Projects) | [6 empty] | 2 | 4 | 6 | 6 | 6 | 6 | 6 | 6 | 6 | 6 | 6 | 6 | 6
New Solar+Storage 1 PTC + ITC | DEF | Capacity (MW) | [6 empty] | 149.8 | 299.6 | 449.4 | 449.4 | 449.4 | 449.4 | 449.4 | 449.4 | 449.4 | 449.4 | 449.4 | 449.4 | 449.4
New Solar+Storage 1 PTC + ITC | DEF | Carrying Costs ($/kW)
New Solar+Storage 1 PTC + ITC | DEF | Installed Cost ($/kW)
New Solar+Storage 1 PTC + ITC | DEF | Carrying Costs ($000)
New Solar+Storage 1 PTC + ITC | DEF | Capital Expense ($000)
New Solar+Storage 1 PTC + ITC | DEF | Installed Cost ($000)
New Solar+Storage 1 PTC + ITC | DEF | Book Value ($000)
New Solar+Storage 1 PTC + ITC | DEF | Book Depreciation ($000)
New Solar+Storage 1 PTC + ITC | DEF | Tax Depreciation ($000)
New Solar+Storage 1 PTC + ITC | DEF | Deferred Taxes ($000)
New Solar+Storage 1 PTC + ITC | DEF | ADIT ($000)
New Solar+Storage 1 PTC + ITC | DEF | Tax Credits ($000)
New Solar+Storage 1 PTC + ITC | DEF | Deferred Credits ($000)
New Solar+Storage 1 PTC + ITC | DEF | Property Taxes ($000)
New Solar+Storage 1 PTC + ITC | DEF | Decommissioning ($000)
New Solar+Storage 1 PTC + ITC | DEF | Other Costs ($000)
New Solar+Storage 1 PTC + ITC | DEF | Debt ($000)
New Solar+Storage 1 PTC + ITC | DEF | Debt Service ($000)
New Solar+Storage 1 PTC + ITC | DEF | Interest ($000)
New Solar+Storage 1 PTC + ITC | DEF | AFUDC ($000)
New Solar+Storage 1 PTC + ITC | DEF | Capitalized Interest ($000)
New Solar+Storage 1 PTC + ITC | DEF | Rate Base ($000)
New Solar+Storage 1 PTC + ITC | DEF | Allowed Return ($000)

## Projects
Project Additions
Base Case
Project | Resource | Area | Total | 2023 | 2024 | 2025 | 2026 | 2027 | 2028 | 2029 | 2030 | 2031 | 2032 | 2033 | 2034 | 2035 | 2036 | 2037 | 2038 | 2039 | 2040 | 2041
New Battery 4 Hours - In Energy Community | Battery 4 Hours | DEF | 6 | 2034: 6
New Battery 4 Hours - No Energy Community | Battery 4 Hours | DEF | 39 | 2030: 1; 2031: 1; 2032: 3; 2033: 9; 2034: 6; 2035: 10; 2039: 9
New CT | Gen 190MW CT | DEF | 5 | 2034: 5
New CT 6th | Gen 190MW CT | DEF | 1 | bar: 2034
New CT Ave | Gen 190MW CT Ave | DEF | 1 | bar: 2039
New Nuclear GE X300 | DEF Nuclear GE X300 | DEF | 4 | 2038: 2; 2040: 2
New Nuclear GE X300 PTC | DEF Nuclear GE X300 PTC | DEF | 4 | 2038: 2; 2040: 2
New Solar Utility Owned 1 | Solar DEF NEW 1 | DEF | 2 | 2025: 2
New Solar Utility Owned 1 PTC | Solar DEF NEW 1 PTC | DEF | 2 | 2025: 2
New Solar Utility Owned 2 | Solar DEF NEW 2 | DEF | 4 | 2025: 4
New Solar Utility Owned 2 PTC | Solar DEF NEW 2 PTC | DEF | 4 | 2025: 4
New Solar Utility Owned 3 | Solar DEF NEW 3 | DEF | 26 | 2027: 4; 2028: 4; 2029: 3; 2030: 4; 2031: 5; 2032: 6
New Solar Utility Owned 3 PTC | Solar DEF NEW 3 PTC | DEF | 26 | 2027: 4; 2028: 4; 2029: 3; 2030: 4; 2031: 5; 2032: 6
New Solar Utility Owned 4 | Solar DEF NEW 4 | DEF | 4 | 2026: 4
New Solar Utility Owned 4 PTC | Solar DEF NEW 4 PTC | DEF | 4 | 2026: 4
New Solar Utility Owned 6 | Solar DEF NEW 6 | DEF | 23 | 2033: 12; 2034: 11
New Solar Utility Owned 6 PTC | Solar DEF NEW 6 PTC | DEF | 23 | 2033: 12; 2034: 11
New Solar+Storage 1 | Solar+Storage DEF NEW 1 | DEF | 6 | 2029: 2; 2030: 2; 2031: 2
New Solar+Storage 1 PTC + ITC | Solar+Storage DEF NEW 1 PTC + ITC | DEF | 6 | 2029: 2; 2030: 2; 2031: 2
Battery Case
Project | Resource | Area | Total | 2023 | 2024 | 2025 | 2026 | 2027 | 2028 | 2029 | 2030 | 2031 | 2032 | 2033 | 2034 | 2035 | 2036 | 2037 | 2038 | 2039 | 2040 | 2041
New Battery 2 Hours | Battery 2 Hours | DEF | 2 | 2027: 2
New Battery 4 Hours - In Energy Community | Battery 4 Hours | DEF | 6 | 2034: 6
New Battery 4 Hours - No Energy Community | Battery 4 Hours | DEF | 37 | 2032: 3; 2033: 9; 2034: 6; 2035: 10; 2039: 9
New CT | Gen 190MW CT | DEF | 5 | 2034: 5
New CT 6th | Gen 190MW CT | DEF | 1 | bar: 2034
New CT Ave | Gen 190MW CT Ave | DEF | 1 | bar: 2039
New Nuclear GE X300 | DEF Nuclear GE X300 | DEF | 4 | 2038: 2; 2040: 2
New Nuclear GE X300 PTC | DEF Nuclear GE X300 PTC | DEF | 4 | 2038: 2; 2040: 2
New Solar Utility Owned 1 | Solar DEF NEW 1 | DEF | 2 | 2025: 2
New Solar Utility Owned 1 PTC | Solar DEF NEW 1 PTC | DEF | 2 | 2025: 2
New Solar Utility Owned 2 | Solar DEF NEW 2 | DEF | 4 | 2025: 4
New Solar Utility Owned 2 PTC | Solar DEF NEW 2 PTC | DEF | 4 | 2025: 4
New Solar Utility Owned 3 | Solar DEF NEW 3 | DEF | 26 | 2027: 4; 2028: 4; 2029: 3; 2030: 4; 2031: 5; 2032: 6
New Solar Utility Owned 3 PTC | Solar DEF NEW 3 PTC | DEF | 26 | 2027: 4; 2028: 4; 2029: 3; 2030: 4; 2031: 5; 2032: 6
New Solar Utility Owned 4 | Solar DEF NEW 4 | DEF | 4 | 2026: 4
New Solar Utility Owned 4 PTC | Solar DEF NEW 4 PTC | DEF | 4 | 2026: 4
New Solar Utility Owned 6 | Solar DEF NEW 6 | DEF | 23 | 2033: 12; 2034: 11
New Solar Utility Owned 6 PTC | Solar DEF NEW 6 PTC | DEF | 23 | 2033: 12; 2034: 11
New Solar+Storage 1 | Solar+Storage DEF NEW 1 | DEF | 6 | 2029: 2; 2030: 2; 2031: 2
New Solar+Storage 1 PTC + ITC | Solar+Storage DEF NEW 1 PTC + ITC | DEF | 6 | 2029: 2; 2030: 2; 2031: 2

## Fuel
Fuel Totals
Base Case
Fuel Output | Fuel | 2023 | 2024 | 2025 | 2026 | 2027 | 2028 | 2029 | 2030 | 2031 | 2032 | 2033 | 2034 | 2035 | 2036 | 2037 | 2038 | 2039 | 2040 | 2041
Generation (GWh) | Coal DUKE CRN | 1198.4039 | 1533.1458 | 1573.5894 | 1349.7762 | 1479.0828 | 2153.6994 | 1994.9918 | 2756.4879 | 4019.081 | 3638.148 | 3573.9557 | 1443.4095
Generation (GWh) | Dist | 0.41669 | 1.5984 | 1.5685 | 3.1325 | 0.47607 | 3.3194 | 14.9141 | 8.9537 | 2.2022 | 1.6289 | 5.1953 | 1.4136 | 3.6599 | 2.1202 | 5.7277 | 5.284 | 0.68 | 0.46621 | 0.17189
Generation (GWh) | Gas | 36567.3676 | 37913.6912 | 36719.2667 | 37177.8936 | 36340.3685 | 35172.7531 | 34810.8647 | 33377.1439 | 30590.1685 | 30088.7831 | 29630.8094 | 30499.5465 | 30840.0142 | 31307.0339 | 31917.5925 | 29832.1312 | 28939.6452 | 26731.1879 | 25817.6006
Generation (GWh) | Nuclear | 2038: 2851.7365; 2039: 4744.8539; 2040: 7564.0413; 2041: 9484.3184
Consumption (FUnits) | Coal DUKE CRN | 13506966.6035 | 17070505.8711 | 17523603.3076 | 15207381.3232 | 16703980.2969 | 23864849.625 | 21824827.2969 | 29672554.4121 | 43214144.4375 | 39011577.334 | 38089333.6719 | 15160657.207
Consumption (FUnits) | Dist | 67888.2617 | 80813.7637 | 92119.8059 | 83197.6911 | 86014.572 | 133756.7531 | 277745.9756 | 191106.9302 | 79142.9257 | 79708.304 | 116094.436 | 61163.6393 | 47721.8793 | 27560.3893 | 71466.6522 | 63931.3185 | 8159.7823 | 5534.2227 | 2228.4761
Consumption (FUnits) | Gas | 266641446.6998 | 276301441.2383 | 262290540.1575 | 265884890.4717 | 258514700.3984 | 250396761.5951 | 246621767.4626 | 235972846.0604 | 215988700.8542 | 212602683.6126 | 209181300.0147 | 216751886.2898 | 220955373.8942 | 224626465.8181 | 231202087.2906 | 213797619.4285 | 207077022.8089 | 190940720.9998 | 184120582.6581
Consumption (FUnits) | Nuclear | 2038: 31801541; 2039: 52904782.5; 2040: 84337207.75; 2041: 105746144.5
Delivered Cost ($000) | Coal DUKE CRN | 101572.3846 | 106178.5351 | 96204.5782 | 85921.6941 | 95379.725 | 131256.6727 | 108905.8779 | 133526.4915 | 172424.4445 | 158777.1283 | 158451.6171 | 64584.3995
Delivered Cost ($000) | Dist | 1443.8133 | 1556.3372 | 1684.5322 | 1586.3923 | 1754.651 | 2504.0336 | 4698.9867 | 2987.9877 | 1200.8459 | 1237.6664 | 1834.3367 | 985.8429 | 775.9472 | 454.6808 | 1198.2306 | 1098.0016 | 143.6453 | 99.8605 | 41.2163
Delivered Cost ($000) | Gas | 1737002.324 | 1492203.359 | 1352748.0407 | 1350425.9795 | 1330838.9368 | 1321050.2531 | 1301915.665 | 1217970.1989 | 1118650.4752 | 1132306.717 | 1149050.7071 | 1221939.6957 | 1265530.5361 | 1317839.6756 | 1406297.535 | 1343699.2551 | 1349988.2621 | 1302222.2293 | 1312211.7643
Delivered Cost ($000) | Nuclear | 2038: 27208.7905; 2039: 48124.6868; 2040: 79098.3374; 2041: 101160.9805
Average Cost ($/FUnit) | Coal DUKE CRN | 7.52 | 6.22 | 5.49 | 5.65 | 5.71 | 5.5 | 4.99 | 4.5 | 3.99 | 4.07 | 4.16 | 4.26
Average Cost ($/FUnit) | Dist | 21.2675 | 19.2583 | 18.2863 | 19.0677 | 20.3995 | 18.7208 | 16.9183 | 15.6352 | 15.1731 | 15.5274 | 15.8004 | 16.1181 | 16.2598 | 16.4976 | 16.7663 | 17.1747 | 17.6041 | 18.0442 | 18.4953
Average Cost ($/FUnit) | Gas | 6.5144 | 5.4006 | 5.1574 | 5.079 | 5.148 | 5.2758 | 5.279 | 5.1615 | 5.1792 | 5.3259 | 5.4931 | 5.6375 | 5.7275 | 5.8668 | 6.0825 | 6.2849 | 6.5193 | 6.82 | 7.1269
Average Cost ($/FUnit) | Nuclear | 2038: 0.85558; 2039: 0.90965; 2040: 0.93788; 2041: 0.95664
Battery Case
Fuel Output | Fuel | 2023 | 2024 | 2025 | 2026 | 2027 | 2028 | 2029 | 2030 | 2031 | 2032 | 2033 | 2034 | 2035 | 2036 | 2037 | 2038 | 2039 | 2040 | 2041
Generation (GWh) | Coal DUKE CRN | 1192.5479 | 1533.1458 | 1573.5894 | 1355.1464 | 1390.1577 | 2090.7 | 1990.4203 | 2793.9668 | 3872.6794 | 3608.7056 | 3648.8566 | 1382.2888
Generation (GWh) | Dist | 0.37669 | 1.5984 | 1.5685 | 3.1655 | 1.5768 | 4.089 | 12.0981 | 8.6734 | 2.5647 | 1.4062 | 5.6237 | 1.7363 | 3.4837 | 2.8815 | 6.4848 | 4.1436 | 0.56 | 0.46621 | 0.37289
Generation (GWh) | Gas | 36573.3176 | 37913.6912 | 36719.2667 | 37172.4374 | 36443.2808 | 35250.3143 | 34833.3542 | 33340.4376 | 30726.7769 | 30118.6247 | 29562.1612 | 30569.4269 | 30846.9725 | 31304.0077 | 31916.8666 | 29842.8358 | 28971.6084 | 26735.6018 | 25838.4284
Generation (GWh) | Nuclear | 2038: 2853.267; 2039: 4739.9994; 2040: 7564.0413; 2041: 9489.4002
Consumption (FUnits) | Coal DUKE CRN | 13451289.0723 | 17070505.8711 | 17523603.3076 | 15260041.2236 | 15768259.2656 | 23216523.5547 | 21784364.0312 | 30073342.0527 | 41621631.3281 | 38686224.3652 | 38880849.9531 | 14505240.207
Consumption (FUnits) | Dist | 67106.1114 | 80813.7637 | 92119.8059 | 84167.9431 | 83859.5006 | 133875.101 | 229734.8027 | 186889.615 | 83697.7491 | 72443.8458 | 125242.9453 | 65548.154 | 45224.9279 | 36824.936 | 78006.5287 | 51867.7893 | 6423.0859 | 5534.2227 | 4391.6045
Consumption (FUnits) | Gas | 266726326.5173 | 276301441.2383 | 262290540.1575 | 265749718.7548 | 259168632.3517 | 250530598.9703 | 246237175.093 | 235494536.147 | 217117887.1271 | 212953247.0718 | 208841658.2518 | 217439797.66 | 221268735.077 | 224912616.988 | 231461583.3589 | 214043618.2812 | 207559678.0889 | 191239449.6146 | 184487471.038
Consumption (FUnits) | Nuclear | 2038: 31818531.5; 2039: 52850337; 2040: 84337208.75; 2041: 105802800
Delivered Cost ($000) | Coal DUKE CRN | 101153.6888 | 106178.5351 | 96204.5782 | 86219.2199 | 90036.7519 | 127690.8707 | 108703.9629 | 135330.0354 | 166070.3096 | 157452.9394 | 161744.3286 | 61792.3282
Delivered Cost ($000) | Dist | 1426.5328 | 1556.3372 | 1684.5322 | 1604.6445 | 1708.5639 | 2509.5338 | 3887.5597 | 2923.8786 | 1269.3148 | 1125.0356 | 1978.8994 | 1055.8669 | 735.5257 | 607.5238 | 1308.1115 | 890.8141 | 113.0724 | 99.8605 | 81.2239
Delivered Cost ($000) | Gas | 1737547.6081 | 1492203.359 | 1352748.0407 | 1349768.7337 | 1334237.2279 | 1321767.4428 | 1300010.5593 | 1215281.8824 | 1124671.3775 | 1134301.1996 | 1147172.2027 | 1226045.6334 | 1267328.3393 | 1319522.5586 | 1408050.1175 | 1345885.582 | 1353109.2805 | 1303972.0282 | 1315306.2517
Delivered Cost ($000) | Nuclear | 2038: 27223.3276; 2039: 48075.1609; 2040: 79098.3394; 2041: 101215.1797
Average Cost ($/FUnit) | Coal DUKE CRN | 7.52 | 6.22 | 5.49 | 5.65 | 5.71 | 5.5 | 4.99 | 4.5 | 3.99 | 4.07 | 4.16 | 4.26
Average Cost ($/FUnit) | Dist | 21.2579 | 19.2583 | 18.2863 | 19.0648 | 20.3741 | 18.7453 | 16.9219 | 15.6449 | 15.1655 | 15.5298 | 15.8005 | 16.1083 | 16.2637 | 16.4976 | 16.7693 | 17.1747 | 17.6041 | 18.0442 | 18.4953
Average Cost ($/FUnit) | Gas | 6.5143 | 5.4006 | 5.1574 | 5.0791 | 5.1481 | 5.2759 | 5.2795 | 5.1606 | 5.18 | 5.3265 | 5.493 | 5.6386 | 5.7276 | 5.8668 | 6.0833 | 6.2879 | 6.5191 | 6.8185 | 7.1295
Average Cost ($/FUnit) | Nuclear | 2038: 0.85558; 2039: 0.90965; 2040: 0.93788; 2041: 0.95664

## Programs
Programs Totals
Base Case
Programs Output | Program | Emission | 2023 | 2024 | 2025 | 2026 | 2027 | 2028 | 2029 | 2030 | 2031 | 2032 | 2033 | 2034 | 2035 | 2036 | 2037 | 2038 | 2039 | 2040 | 2041
Allowances Required | Ash | Ash | 50911.0107 | 65106.4213 | 66823.8996 | 57670.3376 | 65175.8514 | 92028.7166 | 85247.0569 | 0 | 0 | 0 | 0 | 0
Allowance Limit | Ash | Ash
Emission Rate (lb/MWh) | Ash | Ash | 84.9647 | 84.9318 | 84.9318 | 85.4517 | 88.1301 | 85.4611 | 85.4611 | 0 | 0 | 0 | 0 | 0
Cost ($000) | Ash | Ash | 2023: -610.9321; 2024: -781.277; 2025: -801.8868; 2026: -692.0439; 2027: -782.1103; 2028: -1104.3444; 2029: -1022.9645
Average Cost ($/Allowance) | Ash | Ash | 2023: -12; 2024: -12; 2025: -12; 2026: -12; 2027: -12; 2028: -12; 2029: -12
Cost ($/MWh) | Ash | Ash | 2023: -0.50979; 2024: -0.50959; 2025: -0.50959; 2026: -0.51271; 2027: -0.52878; 2028: -0.51277; 2029: -0.51277
Allowance Bank | Ash | Ash
Penalty ($000) | Ash | Ash
Abatement | Ash | Ash
Abatement Cost ($000) | Ash | Ash
Allowances Required | CaCO3 | CaCO3 | 59289.1487 | 75849.9761 | 77850.8683 | 67785.769 | 79827.5762 | 106337.7773 | 98501.6721 | 0 | 0 | 0 | 0 | 0
Allowance Limit | CaCO3 | CaCO3
Emission Rate (lb/MWh) | CaCO3 | CaCO3 | 98.9469 | 98.9469 | 98.9469 | 100.44 | 107.942 | 98.7489 | 98.7489 | 0 | 0 | 0 | 0 | 0
Cost ($000) | CaCO3 | CaCO3 | 2023: 1322.0887; 2024: 1750.4658; 2025: 1855.4196; 2026: 1669.9024; 2027: 2027.7803; 2028: 2787.7513; 2029: 2664.0759
Average Cost ($/Allowance) | CaCO3 | CaCO3 | 2023: 22.299; 2024: 23.078; 2025: 23.833; 2026: 24.635; 2027: 25.402; 2028: 26.216; 2029: 27.046
Cost ($/MWh) | CaCO3 | CaCO3 | 2023: 1.1032; 2024: 1.1417; 2025: 1.1791; 2026: 1.2372; 2027: 1.371; 2028: 1.2944; 2029: 1.3354
Allowance Bank | CaCO3 | CaCO3
Penalty ($000) | CaCO3 | CaCO3
Abatement | CaCO3 | CaCO3
Abatement Cost ($000) | CaCO3 | CaCO3
Allowances Required | CO2 | CO2 | 18310774.75 | 18809985.625 | 17900587.75 | 17448642.75 | 17177551.125 | 17467234.875 | 17042045.875 | 17245214.6875 | 17505016.3125 | 16864127.375 | 16568093.5625 | 14576212.6875 | 13214234.0625 | 13428913.75 | 13813812.6875 | 12798082.75 | 12401545.5 | 11460180.5 | 11062123.9375
Allowance Limit | CO2 | CO2
Emission Rate (lb/MWh) | CO2 | CO2 | 907.7535 | 918.9989 | 907.6975 | 896.5692 | 899.0596 | 926.0805 | 915.9164 | 944.0378 | 1000.179 | 988.4319 | 986.1296 | 901.5282 | 846.0907 | 847.1398 | 854.9311 | 846.722 | 845.5805 | 845.0233 | 844.1131
Cost ($000) | CO2 | CO2
Average Cost ($/Allowance) | CO2 | CO2
Cost ($/MWh) | CO2 | CO2
Allowance Bank | CO2 | CO2
Penalty ($000) | CO2 | CO2
Abatement | CO2 | CO2
Abatement Cost ($000) | CO2 | CO2
Allowances Required | Lime | Lime | 2132.7995 | 2728.5396 | 2800.5172 | 2438.4049 | 2871.6024 | 3825.2389 | 3543.3546 | 0 | 0 | 0 | 0 | 0
Allowance Limit | Lime | Lime
Emission Rate (lb/MWh) | Lime | Lime | 3.5594 | 3.5594 | 3.5594 | 3.6131 | 3.8829 | 3.5522 | 3.5522 | 0 | 0 | 0 | 0 | 0
Cost ($000) | Lime | Lime | 2023: 528.337; 2024: 716.4872; 2025: 779.496; 2026: 719.4268; 2027: 898.0649; 2028: 1268.1052; 2029: 1245.1349
Average Cost ($/Allowance) | Lime | Lime | 2023: 247.72; 2024: 262.59; 2025: 278.34; 2026: 295.0399; 2027: 312.74; 2028: 331.5101; 2029: 351.4
Cost ($/MWh) | Lime | Lime | 2023: 0.44087; 2024: 0.46733; 2025: 0.49536; 2026: 0.533; 2027: 0.60718; 2028: 0.5888; 2029: 0.62413
Allowance Bank | Lime | Lime
Penalty ($000) | Lime | Lime
Abatement | Lime | Lime
Abatement Cost ($000) | Lime | Lime
Allowances Required | NH3 Citrus | NH3 | 665.9954 | 685.1266 | 652.7204 | 670.1003 | 690.3199 | 611.3112 | 658.1241 | 641.6567 | 584.0877 | 605.699 | 597.2638 | 600.2976 | 584.5927 | 590.3174 | 554.598 | 568.7386 | 567.9725 | 507.3028 | 540.9094
Allowance Limit | NH3 Citrus | NH3
Emission Rate (lb/MWh) | NH3 Citrus | NH3 | 0.108 | 0.108 | 0.108 | 0.108 | 0.108 | 0.108 | 0.108 | 0.108 | 0.108 | 0.108 | 0.108 | 0.108 | 0.108 | 0.108 | 0.108 | 0.108 | 0.108 | 0.108 | 0.108
Cost ($000) | NH3 Citrus | NH3 | 53.9209 | 58.798 | 59.3779 | 64.6164 | 70.5602 | 66.2334 | 75.5838 | 78.1141 | 75.3721 | 82.8505 | 86.5985 | 92.2607 | 95.2379 | 101.9407 | 101.5187 | 110.3536 | 116.8172 | 110.5993 | 120.8742
Average Cost ($/Allowance) | NH3 Citrus | NH3 | 80.9629 | 85.8206 | 90.9699 | 96.428 | 102.2137 | 108.3465 | 114.8473 | 121.7381 | 129.0424 | 136.785 | 144.9921 | 153.6916 | 162.9132 | 172.688 | 183.0491 | 194.0321 | 205.6741 | 218.0144 | 223.4648
Cost ($/MWh) | NH3 Citrus | NH3 | 0.004372 | 0.0046343 | 0.0049125 | 0.0052069 | 0.0055196 | 0.0058507 | 0.0062018 | 0.0065739 | 0.0069682 | 0.0073864 | 0.0078296 | 0.0082994 | 0.0087974 | 0.0093251 | 0.0098847 | 0.010478 | 0.011106 | 0.011772 | 0.012067
Allowance Bank | NH3 Citrus | NH3
Penalty ($000) | NH3 Citrus | NH3
Abatement | NH3 Citrus | NH3
Abatement Cost ($000) | NH3 Citrus | NH3
Allowances Required | NH3 CR | NH3 | 1821.1846 | 2329.8831 | 2391.3446 | 2051.2212 | 2247.725 | 3272.9229 | 3031.7391 | 0 | 0 | 0 | 0 | 0
Allowance Limit | NH3 CR | NH3
Emission Rate (lb/MWh) | NH3 CR | NH3 | 3.0393 | 3.0393 | 3.0394 | 3.0393 | 3.0393 | 3.0393 | 3.0394 | 0 | 0 | 0 | 0 | 0
Cost ($000) | NH3 CR | NH3 | 2023: 850.8328; 2024: 1153.7995; 2025: 1255.2905; 2026: 1141.354; 2027: 1325.736; 2028: 2046.2348; 2029: 2009.173
Average Cost ($/Allowance) | NH3 CR | NH3 | 2023: 467.1865; 2024: 495.2178; 2025: 524.9308; 2026: 556.4266; 2027: 589.8124; 2028: 625.201; 2029: 662.713
Cost ($/MWh) | NH3 CR | NH3 | 2023: 0.70997; 2024: 0.75257; 2025: 0.79772; 2026: 0.84559; 2027: 0.89632; 2028: 0.9501; 2029: 1.0071
Allowance Bank | NH3 CR | NH3
Penalty ($000) | NH3 CR | NH3
Abatement | NH3 CR | NH3
Abatement Cost ($000) | NH3 CR | NH3
Allowances Required | NH3 Hines | NH3 | 2970.1516 | 3087.5406 | 2879.3657 | 2849.0735 | 2866.9404 | 2893.8318 | 2735.6993 | 2544.6161 | 2210.0003 | 2073.0166 | 2107.9245 | 2154.4034 | 2358.288 | 2353.1594 | 2656.6326 | 2232.4607 | 1862.6577 | 1725.3466 | 1586.5386
Allowance Limit | NH3 Hines | NH3
Emission Rate (lb/MWh) | NH3 Hines | NH3 | 0.51989 | 0.51964 | 0.5206 | 0.51938 | 0.51929 | 0.51843 | 0.51848 | 0.51808 | 0.51684 | 0.51624 | 0.51644 | 0.51722 | 0.51817 | 0.51761 | 0.51854 | 0.51771 | 0.51521 | 0.51466 | 0.51446
Cost ($000) | NH3 Hines | NH3 | 234.0177 | 257.8628 | 254.9051 | 267.3568 | 285.1754 | 305.1213 | 305.755 | 301.4625 | 277.5296 | 275.9469 | 297.4292 | 322.2268 | 373.8845 | 395.4556 | 473.2424 | 421.5428 | 372.8181 | 366.0547 | 345.0199
Average Cost ($/Allowance) | NH3 Hines | NH3 | 78.7898 | 83.5172 | 88.5282 | 93.8399 | 99.4703 | 105.4385 | 111.7648 | 118.4707 | 125.579 | 133.1137 | 141.1005 | 149.5666 | 158.5406 | 168.053 | 178.1362 | 188.8243 | 200.1538 | 212.163 | 217.4671
Cost ($/MWh) | NH3 Hines | NH3 | 0.020481 | 0.0217 | 0.023044 | 0.024369 | 0.025827 | 0.027331 | 0.028974 | 0.030689 | 0.032452 | 0.034359 | 0.036435 | 0.038679 | 0.041076 | 0.043493 | 0.046185 | 0.048878 | 0.051561 | 0.054596 | 0.055939
Allowance Bank | NH3 Hines | NH3
Penalty ($000) | NH3 Hines | NH3
Abatement | NH3 Hines | NH3
Abatement Cost ($000) | NH3 Hines | NH3
Allowances Required | NH3 Osprey | NH3 | 1045.3843 | 1403.874 | 1913.6579 | 1846.702 | 1720.4881 | 1845.6884 | 1630.5785 | 1574.0209 | 1519.883 | 1390.6687 | 1398.0269 | 1329.52 | 1340.2435 | 1344.9252 | 1523.4899 | 1238.9358 | 1348.3964 | 1229.9284 | 1068.8962
Allowance Limit | NH3 Osprey | NH3
Emission Rate (lb/MWh) | NH3 Osprey | NH3 | 0.9154 | 0.9154 | 0.9154 | 0.9154 | 0.9154 | 0.9154 | 0.9154 | 0.9154 | 0.9154 | 0.9154 | 0.9154 | 0.9154 | 0.9154 | 0.9154 | 0.9154 | 0.9154 | 0.9154 | 0.9154 | 0.9154
Cost ($000) | NH3 Osprey | NH3 | 52.9454 | 75.3678 | 108.9001 | 111.3952 | 110.0088 | 125.095 | 117.1464 | 119.8681 | 122.69 | 118.995 | 126.802 | 127.8237 | 136.586 | 145.2869 | 174.4512 | 150.3796 | 173.4857 | 167.738 | 149.4208
Average Cost ($/Allowance) | NH3 Osprey | NH3 | 50.6468 | 53.6856 | 56.9068 | 60.3212 | 63.9404 | 67.7769 | 71.8435 | 76.1541 | 80.7233 | 85.5667 | 90.7007 | 96.1428 | 101.9113 | 108.026 | 114.5076 | 121.378 | 128.6607 | 136.3803 | 139.7898
Cost ($/MWh) | NH3 Osprey | NH3 | 0.023181 | 0.024572 | 0.026046 | 0.027609 | 0.029266 | 0.031021 | 0.032883 | 0.034856 | 0.036947 | 0.039164 | 0.041514 | 0.044005 | 0.046645 | 0.049443 | 0.05241 | 0.055555 | 0.058888 | 0.062421 | 0.063982
Allowance Bank | NH3 Osprey | NH3
Penalty ($000) | NH3 Osprey | NH3
Abatement | NH3 Osprey | NH3
Abatement Cost ($000) | NH3 Osprey | NH3
Allowances Required | NOx Annual | NOx | 3505.527 | 3766.704 | 3205.5489 | 3243.3823 | 3007.1939 | 3143.2248 | 3008.9821 | 3010.9404 | 3072.6564 | 2882.349 | 2831.9339 | 2382.217 | 2075.1033 | 2163.2392 | 2376.2051 | 2004.4134 | 1929.7377 | 1723.5878 | 1566.3125
Allowance Limit | NOx Annual | NOx
Emission Rate (lb/MWh) | NOx Annual | NOx | 0.18564 | 0.19097 | 0.16742 | 0.16835 | 0.15903 | 0.1684 | 0.16344 | 0.16661 | 0.17755 | 0.17091 | 0.17055 | 0.14915 | 0.13456 | 0.13819 | 0.14887 | 0.13436 | 0.13336 | 0.12895 | 0.12134
Cost ($000) | NOx Annual | NOx
Average Cost ($/Allowance) | NOx Annual | NOx
Cost ($/MWh) | NOx Annual | NOx
Allowance Bank | NOx Annual | NOx
Penalty ($000) | NOx Annual | NOx
Abatement | NOx Annual | NOx
Abatement Cost ($000) | NOx Annual | NOx
Allowances Required | NOx Ozone | NOx | 2174.9338 | 2578.9159 | 1948.867 | 2095.1776 | 1888.4958 | 1838.277 | 1807.7728 | 1880.2975 | 1739.9158 | 1709.2149 | 1704.3046 | 1338.9871 | 1291.889 | 1409.2218 | 1525.8333 | 1236.24 | 1215.8718 | 945.5717 | 977.5378
Allowance Limit | NOx Ozone | NOx
Emission Rate (lb/MWh) | NOx Ozone | NOx | 0.18564 | 0.19097 | 0.16742 | 0.16835 | 0.15903 | 0.1684 | 0.16344 | 0.16661 | 0.17755 | 0.17091 | 0.17055 | 0.14915 | 0.13456 | 0.13819 | 0.14887 | 0.13436 | 0.13336 | 0.12895 | 0.12134
Cost ($000) | NOx Ozone | NOx
Average Cost ($/Allowance) | NOx Ozone | NOx
Cost ($/MWh) | NOx Ozone | NOx
Allowance Bank | NOx Ozone | NOx
Penalty ($000) | NOx Ozone | NOx
Abatement | NOx Ozone | NOx
Abatement Cost ($000) | NOx Ozone | NOx
Allowances Required | SO2 | SO2 | 1224.1213 | 1527.6282 | 1564.0619 | 1369.6221 | 1493.0069 | 2100.0811 | 1964.7062 | 2594.7443 | 3690.8037 | 3339.225 | 3270.3334 | 1345.4737 | 78.2171 | 74.278 | 87.2273 | 80.1221 | 64.1631 | 58.6658 | 55.7933
Allowance Limit | SO2 | SO2
Emission Rate (lb/MWh) | SO2 | SO2 | 0.064826 | 0.077449 | 0.081686 | 0.071092 | 0.078953 | 0.11252 | 0.10672 | 0.14358 | 0.21327 | 0.19801 | 0.19695 | 0.084239 | 0.0050718 | 0.0047448 | 0.0054648 | 0.0053706 | 0.0044342 | 0.0043892 | 0.0043221
Cost ($000) | SO2 | SO2 | 0.48965 | 0.61105 | 0.62562 | 0.54785 | 0.5972 | 0.84003 | 0.8016 | 1.0799 | 1.5667 | 1.4459 | 1.4442 | 0.60614 | 0.035941 | 0.034814 | 0.041695 | 0.039068 | 0.031908 | 0.029761 | 0.028867
Average Cost ($/Allowance) | SO2 | SO2 | 0.4 | 0.4 | 0.4 | 0.4 | 0.4 | 0.4 | 0.408 | 0.4162 | 0.4245 | 0.433 | 0.4416 | 0.4505 | 0.4595 | 0.4687 | 0.478 | 0.4876 | 0.4973 | 0.5073 | 0.5174
Cost ($/MWh) | SO2 | SO2 | 1.2965e-05 | 1.549e-05 | 1.6337e-05 | 1.4218e-05 | 1.5791e-05 | 2.2503e-05 | 2.177e-05 | 2.988e-05 | 4.5267e-05 | 4.2868e-05 | 4.3486e-05 | 1.8975e-05 | 1.1653e-06 | 1.1119e-06 | 1.3061e-06 | 1.3093e-06 | 1.1026e-06 | 1.1133e-06 | 1.1181e-06
Allowance Bank | SO2 | SO2
Penalty ($000) | SO2 | SO2
Abatement | SO2 | SO2
Abatement Cost ($000) | SO2 | SO2
Allowances Required | IRA PTC - Section 45 |  | 1202597.9492 | 1998101.5234 | 2032782.5234 | 2022618.6094 | 2012505.4688 | 2007256.2969 | 1992430.6562 | 1982468.4766 | 1968539.8984 | 1715879.1719 | 809076.5898 | 46939.3945 | 0 | 0 | 0 | 0 | 0 | 0 | 0
Allowance Limit | IRA PTC - Section 45
Emission Rate (lb/MWh) | IRA PTC - Section 45
Cost ($000) | IRA PTC - Section 45 |  | -39869.1251 | -72264.0735 | -73518.3643 | -73150.7671 | -80872.2422 | -80661.2896 | -86737.6509 | -86303.9673 | -85697.605 | -80444.3953 | -37931.3867 | -2200.6279
Average Cost ($/Allowance) | IRA PTC - Section 45 |  | -33.1525 | -36.1664 | -36.1664 | -36.1664 | -40.1849 | -40.1848 | -43.5336 | -43.5336 | -43.5336 | -46.8823 | -46.8823 | -46.8823
Cost ($/MWh) | IRA PTC - Section 45 |  | -33.1525 | -36.1664 | -36.1664 | -36.1664 | -40.1849 | -40.1848 | -43.5336 | -43.5336 | -43.5336 | -40.9842 | -20.3823 | -1.3193
Allowance Bank | IRA PTC - Section 45
Penalty ($000) | IRA PTC - Section 45
Abatement | IRA PTC - Section 45
Abatement Cost ($000) | IRA PTC - Section 45
Allowances Required | IRA PTC - Section 45Y |  |  |  | 807507.3418 | 1309672.7266 | 2026319.5078 | 2745834.75 | 3463850.0156 | 4444996.375 | 5602278.4375 | 6870577.8125 | 7964519.125 | 10075715.5625 | 11163477.1875 | 10684957.625 | 9919004.875 | 12033310.6875 | 13178371.8125 | 15023468.375 | 15767153.125
Allowance Limit | IRA PTC - Section 45Y
Emission Rate (lb/MWh) | IRA PTC - Section 45Y
Cost ($000) | IRA PTC - Section 45Y |  |  |  | -28231.1173 | -47366.0984 | -84141.5854 | -114018.9824 | -148473.8994 | -190529.5898 | -247639.3535 | -312905.5039 | -362726.6953 | -472372.877 | -538323.1035 | -529560.4746 | -491598.8262 | -612505.1875 | -688442.1055 | -804954.4727 | -844800.9727
Average Cost ($/Allowance) | IRA PTC - Section 45Y |  |  |  | -34.9608 | -36.1664 | -41.5243 | -41.5243 | -42.8638 | -42.8638 | -44.2033 | -45.5428 | -45.5428 | -46.8823 | -48.2218 | -49.5613 | -49.5613 | -50.9008 | -52.2403 | -53.5798 | -53.5798
Cost ($/MWh) | IRA PTC - Section 45Y |  |  |  | -34.9608 | -36.1664 | -41.5243 | -41.5243 | -42.8638 | -42.8638 | -44.2033 | -45.5428 | -45.5428 | -46.8823 | -47.5979 | -48.8105 | -48.7449 | -50.2074 | -51.6081 | -52.9987 | -53.0394
Allowance Bank | IRA PTC - Section 45Y
Penalty ($000) | IRA PTC - Section 45Y
Abatement | IRA PTC - Section 45Y
Abatement Cost ($000) | IRA PTC - Section 45Y
Battery Case
Programs Output | Program | Emission | 2023 | 2024 | 2025 | 2026 | 2027 | 2028 | 2029 | 2030 | 2031 | 2032 | 2033 | 2034 | 2035 | 2036 | 2037 | 2038 | 2039 | 2040 | 2041
Allowances Required | Ash | Ash | 50662.2324 | 65106.4213 | 66823.8996 | 57899.7845 | 61257.3648 | 89336.7239 | 85051.7197 | 0 | 0 | 0 | 0 | 0
Allowance Limit | Ash | Ash
Emission Rate (lb/MWh) | Ash | Ash | 84.9647 | 84.9318 | 84.9318 | 85.4517 | 88.1301 | 85.4611 | 85.4611 | 0 | 0 | 0 | 0 | 0
Cost ($000) | Ash | Ash | 2023: -607.9467; 2024: -781.277; 2025: -801.8868; 2026: -694.7973; 2027: -735.0884; 2028: -1072.0405; 2029: -1020.6205
Average Cost ($/Allowance) | Ash | Ash | 2023: -12; 2024: -12; 2025: -12; 2026: -12; 2027: -12; 2028: -12; 2029: -12
Cost ($/MWh) | Ash | Ash | 2023: -0.50979; 2024: -0.50959; 2025: -0.50959; 2026: -0.51271; 2027: -0.52878; 2028: -0.51277; 2029: -0.51277
Allowance Bank | Ash | Ash
Penalty ($000) | Ash | Ash
Abatement | Ash | Ash
Abatement Cost ($000) | Ash | Ash
Allowances Required | CaCO3 | CaCO3 | 58999.4314 | 75849.9761 | 77850.8683 | 68055.4623 | 75028.2056 | 103227.2258 | 98275.9595 | 0 | 0 | 0 | 0 | 0
Allowance Limit | CaCO3 | CaCO3
Emission Rate (lb/MWh) | CaCO3 | CaCO3 | 98.9469 | 98.9469 | 98.9469 | 100.44 | 107.942 | 98.7489 | 98.7489 | 0 | 0 | 0 | 0 | 0
Cost ($000) | CaCO3 | CaCO3 | 2023: 1315.6283; 2024: 1750.4658; 2025: 1855.4196; 2026: 1676.5464; 2027: 1905.8665; 2028: 2706.2049; 2029: 2657.9714
Average Cost ($/Allowance) | CaCO3 | CaCO3 | 2023: 22.299; 2024: 23.078; 2025: 23.833; 2026: 24.635; 2027: 25.402; 2028: 26.216; 2029: 27.046
Cost ($/MWh) | CaCO3 | CaCO3 | 2023: 1.1032; 2024: 1.1417; 2025: 1.1791; 2026: 1.2372; 2027: 1.371; 2028: 1.2944; 2029: 1.3354
Allowance Bank | CaCO3 | CaCO3
Penalty ($000) | CaCO3 | CaCO3
Abatement | CaCO3 | CaCO3
Abatement Cost ($000) | CaCO3 | CaCO3
Allowances Required | CO2 | CO2 | 18309763 | 18809985.625 | 17900587.75 | 17446416.625 | 17116389 | 17406370.75 | 17011404.3125 | 17259431.1875 | 17402544.75 | 16849513.75 | 16632881.5 | 14547260.875 | 13232306.0625 | 13446360.375 | 13829482 | 12811444.375 | 12429553.9375 | 11477604.1875 | 11083699.625
Allowance Limit | CO2 | CO2
Emission Rate (lb/MWh) | CO2 | CO2 | 907.7022 | 918.9989 | 907.6975 | 896.4561 | 895.5049 | 922.4787 | 913.8988 | 944.8045 | 994.592 | 987.5704 | 989.7888 | 899.485 | 847.0639 | 848.3011 | 855.9 | 847.3379 | 846.5713 | 846.1702 | 845.0814
Cost ($000) | CO2 | CO2
Average Cost ($/Allowance) | CO2 | CO2
Cost ($/MWh) | CO2 | CO2
Allowance Bank | CO2 | CO2
Penalty ($000) | CO2 | CO2
Abatement | CO2 | CO2
Abatement Cost ($000) | CO2 | CO2
Allowances Required | Lime | Lime | 2122.3775 | 2728.5396 | 2800.5172 | 2448.1063 | 2698.9566 | 3713.3443 | 3535.2351 | 0 | 0 | 0 | 0 | 0
Allowance Limit | Lime | Lime
Emission Rate (lb/MWh) | Lime | Lime | 3.5594 | 3.5594 | 3.5594 | 3.613 | 3.8829 | 3.5522 | 3.5522 | 0 | 0 | 0 | 0 | 0
Cost ($000) | Lime | Lime | 2023: 525.7553; 2024: 716.4872; 2025: 779.496; 2026: 722.2891; 2027: 844.0716; 2028: 1231.0111; 2029: 1242.2818
Average Cost ($/Allowance) | Lime | Lime | 2023: 247.72; 2024: 262.59; 2025: 278.34; 2026: 295.0399; 2027: 312.74; 2028: 331.5101; 2029: 351.4001
Cost ($/MWh) | Lime | Lime | 2023: 0.44087; 2024: 0.46733; 2025: 0.49536; 2026: 0.533; 2027: 0.60718; 2028: 0.5888; 2029: 0.62413
Allowance Bank | Lime | Lime
Penalty ($000) | Lime | Lime
Abatement | Lime | Lime
Abatement Cost ($000) | Lime | Lime
Allowances Required | NH3 Citrus | NH3 | 665.9853 | 685.1266 | 652.7204 | 670.3042 | 692.8817 | 612.4925 | 660.2841 | 643.1706 | 585.0404 | 604.9923 | 596.6943 | 599.8728 | 584.4662 | 588.5437 | 552.6044 | 567.7959 | 566.714 | 505.4741 | 539.8504
Allowance Limit | NH3 Citrus | NH3
Emission Rate (lb/MWh) | NH3 Citrus | NH3 | 0.108 | 0.108 | 0.108 | 0.108 | 0.108 | 0.108 | 0.108 | 0.108 | 0.108 | 0.108 | 0.108 | 0.108 | 0.108 | 0.108 | 0.108 | 0.108 | 0.108 | 0.108 | 0.108
Cost ($000) | NH3 Citrus | NH3 | 53.9201 | 58.798 | 59.3779 | 64.6361 | 70.822 | 66.3614 | 75.8319 | 78.2984 | 75.495 | 82.7539 | 86.516 | 92.1954 | 95.2173 | 101.6344 | 101.1538 | 110.1707 | 116.5584 | 110.2006 | 120.6376
Average Cost ($/Allowance) | NH3 Citrus | NH3 | 80.9629 | 85.8206 | 90.9699 | 96.428 | 102.2137 | 108.3465 | 114.8473 | 121.7381 | 129.0424 | 136.785 | 144.9921 | 153.6916 | 162.9132 | 172.688 | 183.0491 | 194.0321 | 205.6741 | 218.0145 | 223.4648
Cost ($/MWh) | NH3 Citrus | NH3 | 0.004372 | 0.0046343 | 0.0049125 | 0.0052069 | 0.0055196 | 0.0058507 | 0.0062018 | 0.0065739 | 0.0069682 | 0.0073864 | 0.0078296 | 0.0082994 | 0.0087974 | 0.0093251 | 0.0098846 | 0.010478 | 0.011106 | 0.011772 | 0.012067
Allowance Bank | NH3 Citrus | NH3
Penalty ($000) | NH3 Citrus | NH3
Abatement | NH3 Citrus | NH3
Abatement Cost ($000) | NH3 Citrus | NH3
Allowances Required | NH3 CR | NH3 | 1812.2853 | 2329.8831 | 2391.3446 | 2059.3822 | 2112.5879 | 3177.1847 | 3024.7921 | 0 | 0 | 0 | 0 | 0
Allowance Limit | NH3 CR | NH3
Emission Rate (lb/MWh) | NH3 CR | NH3 | 3.0393 | 3.0393 | 3.0394 | 3.0393 | 3.0393 | 3.0393 | 3.0394 | 0 | 0 | 0 | 0 | 0
Cost ($000) | NH3 CR | NH3 | 2023: 846.6752; 2024: 1153.7995; 2025: 1255.2905; 2026: 1145.895; 2027: 1246.0304; 2028: 1986.3791; 2029: 2004.5692
Average Cost ($/Allowance) | NH3 CR | NH3 | 2023: 467.1865; 2024: 495.2178; 2025: 524.9308; 2026: 556.4266; 2027: 589.8123; 2028: 625.201; 2029: 662.7131
Cost ($/MWh) | NH3 CR | NH3 | 2023: 0.70997; 2024: 0.75257; 2025: 0.79772; 2026: 0.84559; 2027: 0.89632; 2028: 0.9501; 2029: 1.0071
Allowance Bank | NH3 CR | NH3
Penalty ($000) | NH3 CR | NH3
Abatement | NH3 CR | NH3
Abatement Cost ($000) | NH3 CR | NH3
Allowances Required | NH3 Hines | NH3 | 2961.9944 | 3087.5406 | 2879.3657 | 2857.256 | 2869.122 | 2919.9054 | 2730.3034 | 2528.5461 | 2241.6149 | 2093.5069 | 2089.9727 | 2180.2639 | 2350.2845 | 2344.2788 | 2667.2147 | 2235.4175 | 1869.9416 | 1734.618 | 1594.2312
Allowance Limit | NH3 Hines | NH3
Emission Rate (lb/MWh) | NH3 Hines | NH3 | 0.51987 | 0.51964 | 0.5206 | 0.51946 | 0.51919 | 0.51848 | 0.51832 | 0.518 | 0.51716 | 0.51626 | 0.51638 | 0.51723 | 0.51815 | 0.5176 | 0.51858 | 0.51769 | 0.51518 | 0.51467 | 0.51451
Cost ($000) | NH3 Hines | NH3 | 233.375 | 257.8628 | 254.9051 | 268.1246 | 285.3924 | 307.8705 | 305.1519 | 299.5587 | 281.4998 | 278.6744 | 294.8962 | 326.0947 | 372.6156 | 393.9632 | 475.1274 | 422.1012 | 374.2759 | 368.0218 | 346.6928
Average Cost ($/Allowance) | NH3 Hines | NH3 | 78.7898 | 83.5172 | 88.5282 | 93.8399 | 99.4703 | 105.4385 | 111.7648 | 118.4707 | 125.579 | 133.1137 | 141.1005 | 149.5666 | 158.5406 | 168.053 | 178.1362 | 188.8243 | 200.1538 | 212.163 | 217.4671
Cost ($/MWh) | NH3 Hines | NH3 | 0.02048 | 0.0217 | 0.023044 | 0.024373 | 0.025822 | 0.027334 | 0.028965 | 0.030684 | 0.032472 | 0.03436 | 0.036431 | 0.03868 | 0.041074 | 0.043492 | 0.046189 | 0.048876 | 0.051558 | 0.054597 | 0.055944
Allowance Bank | NH3 Hines | NH3
Penalty ($000) | NH3 Hines | NH3
Abatement | NH3 Hines | NH3
Abatement Cost ($000) | NH3 Hines | NH3
Allowances Required | NH3 Osprey | NH3 | 1049.2563 | 1403.874 | 1913.6579 | 1841.1727 | 1713.3621 | 1840.4968 | 1626.7576 | 1588.2559 | 1513.7873 | 1376.6942 | 1395.8417 | 1318.4107 | 1344.1198 | 1358.1182 | 1515.1713 | 1237.3085 | 1334.1242 | 1219.3051 | 1067.9808
Allowance Limit | NH3 Osprey | NH3
Emission Rate (lb/MWh) | NH3 Osprey | NH3 | 0.9154 | 0.9154 | 0.9154 | 0.9154 | 0.9154 | 0.9154 | 0.9154 | 0.9154 | 0.9154 | 0.9154 | 0.9154 | 0.9154 | 0.9154 | 0.9154 | 0.9154 | 0.9154 | 0.9154 | 0.9154 | 0.9154
Cost ($000) | NH3 Osprey | NH3 | 53.1415 | 75.3678 | 108.9001 | 111.0617 | 109.5531 | 124.7431 | 116.8719 | 120.9521 | 122.1979 | 117.7992 | 126.6038 | 126.7556 | 136.981 | 146.7121 | 173.4987 | 150.1821 | 171.6494 | 166.2892 | 149.2928
Average Cost ($/Allowance) | NH3 Osprey | NH3 | 50.6468 | 53.6856 | 56.9068 | 60.3212 | 63.9404 | 67.7769 | 71.8435 | 76.1541 | 80.7233 | 85.5667 | 90.7007 | 96.1428 | 101.9113 | 108.026 | 114.5076 | 121.378 | 128.6607 | 136.3803 | 139.7898
Cost ($/MWh) | NH3 Osprey | NH3 | 0.023181 | 0.024572 | 0.026046 | 0.027609 | 0.029266 | 0.031021 | 0.032883 | 0.034856 | 0.036947 | 0.039164 | 0.041514 | 0.044005 | 0.046645 | 0.049443 | 0.05241 | 0.055555 | 0.058888 | 0.062421 | 0.063982
Allowance Bank | NH3 Osprey | NH3
Penalty ($000) | NH3 Osprey | NH3
Abatement | NH3 Osprey | NH3
Abatement Cost ($000) | NH3 Osprey | NH3
Allowances Required | NOx Annual | NOx | 3504.9645 | 3766.704 | 3205.5489 | 3246.0055 | 3008.8535 | 3126.343 | 2948.5401 | 3004.6662 | 3059.1561 | 2894.1603 | 2856.1468 | 2377.3474 | 2092.3107 | 2185.8293 | 2392.901 | 2017.9719 | 1956.7109 | 1732.2375 | 1578.783
Allowance Limit | NOx Annual | NOx
Emission Rate (lb/MWh) | NOx Annual | NOx | 0.18561 | 0.19097 | 0.16742 | 0.16849 | 0.15905 | 0.16743 | 0.16009 | 0.16626 | 0.17682 | 0.17161 | 0.17197 | 0.1488 | 0.13564 | 0.13964 | 0.14992 | 0.13522 | 0.13508 | 0.12958 | 0.1222
Cost ($000) | NOx Annual | NOx
Average Cost ($/Allowance) | NOx Annual | NOx
Cost ($/MWh) | NOx Annual | NOx
Allowance Bank | NOx Annual | NOx
Penalty ($000) | NOx Annual | NOx
Abatement | NOx Annual | NOx
Abatement Cost ($000) | NOx Annual | NOx
Allowances Required | NOx Ozone | NOx | 2174.5165 | 2578.9159 | 1948.867 | 2094.6788 | 1881.9856 | 1822.824 | 1774.6732 | 1873.7071 | 1744.7951 | 1720.912 | 1717.6821 | 1353.0697 | 1310.8956 | 1427.1488 | 1537.6407 | 1247.7274 | 1243.627 | 953.2699 | 983.7321
Allowance Limit | NOx Ozone | NOx
Emission Rate (lb/MWh) | NOx Ozone | NOx | 0.18561 | 0.19097 | 0.16742 | 0.16849 | 0.15905 | 0.16743 | 0.16009 | 0.16626 | 0.17682 | 0.17161 | 0.17197 | 0.1488 | 0.13564 | 0.13964 | 0.14992 | 0.13522 | 0.13508 | 0.12958 | 0.1222
Cost ($000) | NOx Ozone | NOx
Average Cost ($/Allowance) | NOx Ozone | NOx
Cost ($/MWh) | NOx Ozone | NOx
Allowance Bank | NOx Ozone | NOx
Penalty ($000) | NOx Ozone | NOx
Abatement | NOx Ozone | NOx
Abatement Cost ($000) | NOx Ozone | NOx
Allowances Required | SO2 | SO2 | 1219.3049 | 1527.6282 | 1564.0619 | 1374.2186 | 1414.5783 | 2046.0479 | 1949.2112 | 2626.9922 | 3559.386 | 3310.3634 | 3338.5709 | 1292.0816 | 77.6868 | 76.68 | 88.9401 | 77.18 | 63.8737 | 58.7554 | 56.4441
Allowance Limit | SO2 | SO2
Emission Rate (lb/MWh) | SO2 | SO2 | 0.06457 | 0.077449 | 0.081686 | 0.071331 | 0.074776 | 0.10958 | 0.10583 | 0.14537 | 0.20573 | 0.19629 | 0.20102 | 0.080873 | 0.0050363 | 0.0048986 | 0.0055721 | 0.0051717 | 0.0044093 | 0.0043952 | 0.0043689
Cost ($000) | SO2 | SO2 | 0.48772 | 0.61105 | 0.62562 | 0.54969 | 0.56583 | 0.81842 | 0.79528 | 1.0934 | 1.511 | 1.4334 | 1.4743 | 0.58208 | 0.035697 | 0.03594 | 0.042513 | 0.037633 | 0.031764 | 0.029807 | 0.029204
Average Cost ($/Allowance) | SO2 | SO2 | 0.4 | 0.4 | 0.4 | 0.4 | 0.4 | 0.4 | 0.408 | 0.4162 | 0.4245 | 0.433 | 0.4416 | 0.4505 | 0.4595 | 0.4687 | 0.478 | 0.4876 | 0.4973 | 0.5073 | 0.5174
Cost ($/MWh) | SO2 | SO2 | 1.2914e-05 | 1.549e-05 | 1.6337e-05 | 1.4266e-05 | 1.4955e-05 | 2.1915e-05 | 2.159e-05 | 3.0251e-05 | 4.3667e-05 | 4.2497e-05 | 4.4385e-05 | 1.8217e-05 | 1.1571e-06 | 1.148e-06 | 1.3317e-06 | 1.2609e-06 | 1.0964e-06 | 1.1148e-06 | 1.1302e-06
Allowance Bank | SO2 | SO2
Penalty ($000) | SO2 | SO2
Abatement | SO2 | SO2
Abatement Cost ($000) | SO2 | SO2
Allowances Required | IRA PTC - Section 45 |  | 1202597.9492 | 1998101.5234 | 2032782.5234 | 2022618.6094 | 2012505.4688 | 2007256.2969 | 1992430.6562 | 1982468.4766 | 1969214.7578 | 1715879.1719 | 809076.5898 | 46939.3945 | 0 | 0 | 0 | 0 | 0 | 0 | 0
Allowance Limit | IRA PTC - Section 45
Emission Rate (lb/MWh) | IRA PTC - Section 45
Cost ($000) | IRA PTC - Section 45 |  | -39869.1251 | -72264.0735 | -73518.3643 | -73150.7671 | -80872.2422 | -80661.2896 | -86737.6509 | -86303.9673 | -85726.9844 | -80444.3953 | -37931.3867 | -2200.6279
Average Cost ($/Allowance) | IRA PTC - Section 45 |  | -33.1525 | -36.1664 | -36.1664 | -36.1664 | -40.1849 | -40.1848 | -43.5336 | -43.5336 | -43.5336 | -46.8823 | -46.8823 | -46.8823
Cost ($/MWh) | IRA PTC - Section 45 |  | -33.1525 | -36.1664 | -36.1664 | -36.1664 | -40.1849 | -40.1848 | -43.5336 | -43.5336 | -43.5336 | -40.9967 | -20.4772 | -1.3273
Allowance Bank | IRA PTC - Section 45
Penalty ($000) | IRA PTC - Section 45
Abatement | IRA PTC - Section 45
Abatement Cost ($000) | IRA PTC - Section 45
Allowances Required | IRA PTC - Section 45Y |  |  |  | 807507.3418 | 1309672.7266 | 2026319.5078 | 2745834.75 | 3463850.0156 | 4445012.1875 | 5602278.4375 | 6864984.7188 | 7958586.3438 | 10069822.0625 | 11160578.5625 | 10684683.875 | 9919004.875 | 12034841.3125 | 13173517.375 | 15023468.25 | 15772234.375
Allowance Limit | IRA PTC - Section 45Y
Emission Rate (lb/MWh) | IRA PTC - Section 45Y
Cost ($000) | IRA PTC - Section 45Y |  |  |  | -28231.1173 | -47366.0984 | -84141.5854 | -114018.9824 | -148473.8994 | -190530.2676 | -247639.3535 | -312650.7832 | -362456.5 | -472096.5898 | -538183.3223 | -529546.9082 | -491598.8262 | -612583.0898 | -688188.5117 | -804954.4766 | -845073.2422
Average Cost ($/Allowance) | IRA PTC - Section 45Y |  |  |  | -34.9608 | -36.1664 | -41.5243 | -41.5243 | -42.8638 | -42.8638 | -44.2033 | -45.5428 | -45.5428 | -46.8823 | -48.2218 | -49.5613 | -49.5613 | -50.9008 | -52.2403 | -53.5798 | -53.5798
Cost ($/MWh) | IRA PTC - Section 45Y |  |  |  | -34.9608 | -36.1664 | -41.5243 | -41.5243 | -42.8638 | -42.8638 | -44.2033 | -45.5428 | -45.5428 | -46.8823 | -47.6011 | -48.8137 | -48.7404 | -50.2051 | -51.6133 | -52.9987 | -53.0364
Allowance Bank | IRA PTC - Section 45Y
Penalty ($000) | IRA PTC - Section 45Y
Abatement | IRA PTC - Section 45Y
Abatement Cost ($000) | IRA PTC - Section 45Y

## Generation
Generation (GWh)
Base Case
Resource | Type | BA | Area | 2023 | 2024 | 2025 | 2026 | 2027 | 2028 | 2029 | 2030 | 2031 | 2032 | 2033 | 2034 | 2035 | 2036 | 2037 | 2038 | 2039 | 2040 | 2041
AC | Demand:Demand Response | DEF | DEF | 2025: 0.00625; 2029: 0.073775; 2030: 0.011799; 2031: 0.095778; 2032: 0.003784; 2033: 0.65429; 2035: 0.001; 2036: 0.001; 2037: 1.9685
Anclote 1 | Gas/Oil:Steam Turbine | DEF | DEF | 921.3394 | 1092.789 | 443.3861 | 789.0428 | 719.1391 | 673.1847 | 526.8868 | 461.3906 | 271.2587 | 318.4791 | 294.3966 | 423.0569 | 502.3379 | 504.0642 | 712.4728 | 516.2621 | 554.2057 | 290.2424 | 245.2329
Anclote 2 | Gas/Oil:Steam Turbine | DEF | DEF | 725.3845 | 687.5918 | 352.2619 | 470.2183 | 437.4832 | 561.461 | 379.3474 | 268.727 | 290.1009 | 220.4787 | 190.0141 | 254.5604 | 375.4574 | 404.8143 | 469.6044 | 249.7575 | 113.4256 | 111.6998 | 94.1985
As Avail | Gas/Oil:Combined Cycle | DEF | DEF | 1.7516 | 1.752 | 1.752 | 1.752 | 1.752 | 1.776 | 1.752 | 1.7519 | 1.752 | 1.752 | 1.752 | 1.752 | 1.752 | 1.752 | 1.752 | 1.752 | 1.752 | 1.752 | 1.752
As Avail PCS | Renewable:Biomass | DEF | DEF | 118.0725 | 118.0848 | 118.0848 | 118.0848 | 118.0848 | 118.8936 | 118.0848 | 118.0818 | 118.0848 | 118.8936 | 118.0848 | 118.0848 | 118.0848 | 118.8936 | 118.0848 | 118.0848 | 118.0848 | 118.0848 | 118.0848
Bartow CC 1 0 | Gas/Oil:Combined Cycle | DEF | DEF | 6287.9358 | 5987.3463 | 6490.5568 | 6402.5042 | 5928.1394 | 6031.8004 | 6424.4591 | 6405.9797 | 6517.3981 | 6471.0803 | 6261.3712 | 6569.2418 | 6738.5099 | 6916.7952 | 6270.7639 | 6806.8654 | 6829.6964 | 6787.1446 | 6367.7751
Bartow CC 1 PAG | Gas/Oil:Combined Cycle | DEF | DEF | 169.7357 | 160.6149 | 118.4096 | 126.4396 | 111.3461 | 113.8685 | 110.1953 | 80.802 | 63.8844 | 63.9183 | 56.6442 | 90.978 | 111.4481 | 107.782 | 117.8679 | 105.5665 | 114.7096 | 98.0466 | 94.2983
BARTOW_P 1 | Gas/Oil:Combustion Turbine | DEF | DEF | 2026: 0.102
BARTOW_P 2 | Gas/Oil:Combustion Turbine | DEF | DEF | 0.94185 | 1.8476 | 1.6429 | 1.6139 | 0.71217 | 2.038 | 3.6498 | 4.1352 | 1.6203 | 1.8568 | 2.0412 | 1.5386
BARTOW_P 3 | Gas/Oil:Combustion Turbine | DEF | DEF | 2026: 0.123
BARTOW_P 4 | Gas/Oil:Combustion Turbine | DEF | DEF | 2.246 | 2.4786 | 4.6855 | 5.1624 | 2.7233 | 3.66 | 6.1732 | 4.9314 | 4.7674 | 4.0936 | 3.587 | 2.0434
Battery 4 Hours | Storage:Battery | DEF | DEF | [7 empty] | 46.7321 | 116.2249 | 277.0431 | 752.2312 | 1596.6961 | 2426.7196 | 2709.3978 | 2711.6297 | 2682.3155 | 3036.5191 | 3310.9009 | 3281.0176
BAYBORO_P 1 | Gas/Oil:Combustion Turbine | DEF | DEF | 2024: 0.13793
BAYBORO_P 2 | Gas/Oil:Combustion Turbine | DEF | DEF | 2023: 0.022; 2024: 0.022; 2025: 0.030752
BAYBORO_P 3 | Gas/Oil:Combustion Turbine | DEF | DEF
BAYBORO_P 4 | Gas/Oil:Combustion Turbine | DEF | DEF | 2024: 0.03
Citrus CC 1 | Gas/Oil:Combined Cycle | DEF | DEF | 5996.4261 | 6162.7445 | 5728.5704 | 6319.8521 | 6180.0907 | 5536.4819 | 5908.3398 | 5774.8911 | 5378.1249 | 5527.9895 | 5459.4872 | 5431.4657 | 5255.7818 | 5347.6153 | 4990.9665 | 5176.7602 | 5093.3084 | 4715.3098 | 4824.6261
Citrus CC 1 Duct | Gas/Oil:Combined Cycle | DEF | DEF | 187.2582 | 188.3332 | 126.8066 | 141.7776 | 127.763 | 122.1813 | 118.2156 | 87.5833 | 66.6016 | 70.5012 | 70.5453 | 98.6769 | 122.6467 | 126.5491 | 141.4514 | 115.5214 | 131.6128 | 108.1987 | 116.2256
Citrus CC 2 | Gas/Oil:Combined Cycle | DEF | DEF | 5972.4216 | 6141.9446 | 6095.355 | 5836.5759 | 6354.5114 | 5544.9311 | 6041.101 | 5939.4524 | 5308.5007 | 5556.4107 | 5466.4482 | 5492.5874 | 5335.4618 | 5335.5118 | 5015.5982 | 5132.8746 | 5172.0733 | 4465.3229 | 4969.0818
Citrus CC 2 Duct | Gas/Oil:Combined Cycle | DEF | DEF | 176.9971 | 194.529 | 136.3422 | 111.5381 | 121.1839 | 116.9836 | 119.7074 | 80.4397 | 63.2829 | 61.7314 | 63.9622 | 93.8436 | 111.8407 | 122.1467 | 122.3155 | 107.0926 | 120.9546 | 105.9015 | 106.7859
Crystal 4 | Coal:Conventional | DEF | DEF | 715.838 | 761.1195 | 789.3156 | 661.9303 | 798.6469 | 1136.1922 | 1111.2871 | 1377.0336 | 2258.2339 | 1644.971 | 1854.9257 | 797.2862
Crystal 5 | Coal:Conventional | DEF | DEF | 482.566 | 772.0263 | 784.2738 | 687.8459 | 680.4359 | 1017.5071 | 883.7047 | 1379.4544 | 1760.8471 | 1993.177 | 1719.03 | 646.1233
DEBARY 10 | Gas/Oil:Combustion Turbine | DEF | DEF | 2025: 0.11564; 2026: 0.13162; 2028: 0.37364; 2029: 2.3944; 2030: 1.3049; 2032: 0.128; 2033: 0.63068; 2034: 0.384; 2035: 1.024
DEBARY 2 | Gas/Oil:Combustion Turbine | DEF | DEF | 2024: 0.18
DEBARY 3 | Gas/Oil:Combustion Turbine | DEF | DEF | 2025: 0.138; 2026: 0.31569; 2027: 0.04
DEBARY 4 | Gas/Oil:Combustion Turbine | DEF | DEF | 2024: 0.092; 2025: 0.158; 2026: 0.355; 2027: 0.079
DEBARY 5 | Gas/Oil:Combustion Turbine | DEF | DEF | 2024: 0.085; 2027: 0.136
DEBARY 6 | Gas/Oil:Combustion Turbine | DEF | DEF | 2023: 0.139; 2024: 0.20877; 2025: 0.02; 2026: 0.224; 2027: 0.12507
DEBARY 7 | Gas/Oil:Combustion Turbine | DEF | DEF | 12.9292 | 13.3756 | 19.2026 | 16.5093 | 14.1893 | 16.3596 | 19.5997 | 16.8444 | 12.3295 | 10.1036 | 8.9538 | 11.1427 | 9.5653 | 2.719
DEBARY 8 | Gas/Oil:Combustion Turbine | DEF | DEF | 16.7038 | 22.8014 | 21.4878 | 18.786 | 12.5262 | 18.3093 | 17.7733 | 17.7868 | 12.9521 | 13.7394 | 10.9206 | 14.0755 | 11.2857 | 5.3152
DEBARY 9 | Gas/Oil:Combustion Turbine | DEF | DEF | 20.924 | 24.8231 | 20.2132 | 17.5907 | 15.5302 | 18.9516 | 17.8945 | 18.5033 | 12.729 | 12.9337 | 11.9969 | 15.5407 | 16.9659 | 2.3483
DEF Nuclear GE X300 PTC | Nuclear:Nuclear | DEF | DEF | 2038: 2851.7365; 2039: 4744.8539; 2040: 7564.0413; 2041: 9484.3184
Gen 190MW CT | Gas/Oil:Combustion Turbine | DEF | DEF | 2034: 12.1079; 2035: 48.0152; 2036: 262.2196; 2037: 287.3849; 2038: 182.1358; 2039: 489.2999; 2040: 490.5291; 2041: 353.3129
Gen 190MW CT Ave | Gas/Oil:Combustion Turbine | DEF | DEF | 2039: 127.9957; 2040: 148.9373; 2041: 123.3379
HEAT | Demand:Demand Response | DEF | DEF | 2023: 0.039628; 2024: 0.001; 2027: 0.019138; 2028: 0.002; 2029: 0.003396; 2030: 0.016184; 2031: 0.001; 2032: 0.066828; 2033: 0.042312; 2035: 0.001; 2036: 0.001
Hines CC 1 | Gas/Oil:Combined Cycle | DEF | DEF | 2776.5159 | 2764.5208 | 2802.94 | 2067.6917 | 2203.9555 | 1920.5512 | 2012.7312 | 1526.7202 | 927.6209 | 751.7861 | 991.8303 | 1162.6596 | 1551.2436 | 1438.8405 | 1977.1425 | 1336.199 | 325.5369
Hines CC 2 | Gas/Oil:Combined Cycle | DEF | DEF | 2814.8682 | 2951.3934 | 3018.5959 | 3228.8971 | 2977.3793 | 2927.7834 | 2504.0074 | 2624.9615 | 2189.5687 | 1979.15 | 1765.437 | 1984.3826 | 2254.7451 | 2135.8367 | 2429.3148 | 2117.6061 | 1837.2437 | 1925.5608 | 1682.444
Hines CC 3 | Gas/Oil:Combined Cycle | DEF | DEF | 3058.2683 | 3027.8129 | 2845.9782 | 2975.2058 | 3428.0803 | 3200.0679 | 3200.1224 | 2715.1271 | 3051.722 | 2560.539 | 2824.6174 | 2558.9966 | 2870.6414 | 2701.5636 | 3151.0086 | 2492.7813 | 2538.9838 | 2281.4415 | 2314.5274
Hines CC 4 | Gas/Oil:Combined Cycle | DEF | DEF | 2776.4624 | 3139.5526 | 2394.1218 | 2699.1674 | 2432.4303 | 3115.4792 | 2835.9672 | 2956.3666 | 2383.0599 | 2739.7884 | 2581.3952 | 2624.658 | 2425.6646 | 2816.1126 | 2689.2016 | 2677.8441 | 2528.9075 | 2497.8465 | 2170.8606
INT CITY 1 | Gas/Oil:Combustion Turbine | DEF | DEF | 2024: 0.064; 2025: 0.032; 2026: 0.09; 2027: 0.032; 2028: 0.366; 2029: 1.4639; 2030: 0.52826; 2031: 0.2091; 2032: 0.106; 2033: 0.4899; 2034: 0.093
INT CITY 10 | Gas/Oil:Combustion Turbine | DEF | DEF | 5.6271 | 11.3925 | 10.3797 | 5.6265 | 6.6457 | 7.7194 | 11.5237 | 10.3913 | 6.5452 | 4.4935 | 6.661 | 7.4925 | 9.5362 | 14.2716 | 26.5502 | 4.8331
INT CITY 11 | Gas/Oil:Combustion Turbine | DEF | DEF | 0.25569 | 0.44836 | 0.8803 | 1.1258 |  | 1.4287 | 5.2522 | 3.1391 | 0.97891 | 0.86792 | 2.1165 | 0.56257 | 2.6359 | 2.1202 | 5.7277 | 5.284 | 0.68 | 0.46621 | 0.17189
INT CITY 12 | Gas/Oil:Combustion Turbine | DEF | DEF | 6.355 | 6.874 | 7.523 | 4.717 | 4.03 | 5.816 | 9.592 | 7.935 | 4.812 | 1.969 | 4.362 | 7.396 | 8.407 | 16.125 | 24.0573 | 18.817 | 1.882 | 3.778 | 3.276
INT CITY 13 | Gas/Oil:Combustion Turbine | DEF | DEF | 10.798 | 11.662 | 10.661 | 8.597 | 8.465 | 11.018 | 12.954 | 9.421 | 4.813 | 6.374 | 6.052 | 8.629 | 12.013 | 20.544 | 29.4914 | 24.877 | 5.8796 | 4.4865 | 5.6633
INT CITY 14 | Gas/Oil:Combustion Turbine | DEF | DEF | 13.102 | 13.817 | 14.828 | 13.759 | 8.526 | 11.818 | 12.351 | 9.968 | 5.613 | 5.403 | 6.513 | 12.885 | 12.538 | 22.314 | 38.501 | 29.4615 | 7.9026 | 9.5484 | 10.59
INT CITY 2 | Gas/Oil:Combustion Turbine | DEF | DEF | 2028: 0.152; 2029: 0.436; 2030: 0.648; 2031: 0.092; 2032: 0.032; 2033: 0.276
INT CITY 3 | Gas/Oil:Combustion Turbine | DEF | DEF | 2024: 0.064; 2025: 0.032; 2026: 0.156; 2028: 0.311; 2029: 1.0909; 2030: 0.74368; 2031: 0.20122; 2032: 0.142; 2033: 0.4; 2034: 0.064913
INT CITY 4 | Gas/Oil:Combustion Turbine | DEF | DEF | 2024: 0.071782; 2025: 0.097825; 2026: 0.158; 2027: 0.032; 2028: 0.406; 2029: 1.5522; 2030: 0.93706; 2031: 0.298; 2032: 0.156; 2033: 0.446; 2034: 0.10734
INT CITY 5 | Gas/Oil:Combustion Turbine | DEF | DEF | 2026: 0.097412; 2028: 0.15; 2029: 1.005; 2030: 0.662; 2031: 0.154; 2032: 0.040229; 2033: 0.315
INT CITY 6 | Gas/Oil:Combustion Turbine | DEF | DEF | 2024: 0.19452; 2025: 0.064; 2026: 0.254; 2027: 0.032; 2028: 0.13203; 2029: 1.7194; 2030: 0.99073; 2031: 0.269; 2032: 0.15679; 2033: 0.52125; 2034: 0.20175
INT CITY 7 | Gas/Oil:Combustion Turbine | DEF | DEF | 22.6409 | 29.7495 | 25.9675 | 19.9165 | 18.622 | 17.5341 | 17.603 | 17.9874 | 13.9318 | 12.0459 | 11.5887 | 19.646 | 22.1417 | 26.0873 | 35.5861 | 12.911
INT CITY 8 | Gas/Oil:Combustion Turbine | DEF | DEF | 14.8698 | 20.7286 | 19.9959 | 14.6931 | 15.6681 | 13.2808 | 15.7654 | 14.9875 | 11.6134 | 9.5131 | 7.9899 | 17.1033 | 17.0615 | 20.2472 | 31.3168 | 8.9448
INT CITY 9 | Gas/Oil:Combustion Turbine | DEF | DEF | 11.9863 | 22.967 | 18.8154 | 14.323 | 12.2047 | 14.5427 | 18.5073 | 14.7311 | 11.0657 | 8.154 | 9.1959 | 18.5963 | 17.4747 | 18.7674 | 28.4186 | 8.1467
INTER | Demand:Demand Response | DEF | DEF |  | 0.010187 |  | 0.32477 |  | 0.24036 | 1.2083 | 2.0276 | 0.001 |  | 0.5018 | 0.056319 | 0.089894 | 0.057149 | 0.81033 | 0.058577 | 0.001 |  | 0.001
Mulberry | Gas/Oil:Combined Cycle | DEF | DEF | 2023: 522.6688; 2024: 334.305
NSG Vand CT 1 | Gas/Oil:Combustion Turbine | DEF | DEF | 2023: 143.0681; 2024: 155.5068; 2025: 94.0579; 2026: 47.3991; 2027: 17.5877
NSG Vand CT 2 | Gas/Oil:Combustion Turbine | DEF | DEF | 2023: 137.5241; 2024: 172.0391; 2025: 104.0548; 2026: 51.1173; 2027: 18.278
NSG Vand CT 3 | Gas/Oil:Combustion Turbine | DEF | DEF | 2023: 168.3647; 2024: 176.1414; 2025: 105.1801; 2026: 84.5486; 2027: 22.4753
NSG Vand CT 4 | Gas/Oil:Combustion Turbine | DEF | DEF | 2023: 186.9806; 2024: 217.5788; 2025: 141.3479; 2026: 110.0657; 2027: 18.844
Orange Cogen | Gas/Oil:Combined Cycle | DEF | DEF | 2023: 500.864; 2024: 502.32; 2025: 500.864
Orlando Cogen | Gas/Oil:Combined Cycle | DEF | DEF | 2023: 910.5839
Osprey 1 0 | Gas/Oil:Combined Cycle | DEF | DEF | 2023: 1516.5511; 2024: 1475.8812
Osprey 1 1 | Gas/Oil:Combined Cycle | DEF | DEF | 2023: 717.5406; 2024: 852.8821
Osprey 1 2 | Gas/Oil:Combined Cycle | DEF | DEF | 2023: 49.9026; 2024: 56.9763
OspreyAcq | Gas/Oil:Combined Cycle | DEF | DEF |  | 678.0312 | 4088.8377 | 3931.1356 | 3678.7513 | 3946.5861 | 3480.3915 | 3360.0322 | 3267.1879 | 2988.3351 | 3004.7176 | 2830.453 | 2840.5438 | 2845.5226 | 3224.3859 | 2624.6923 | 2851.0615 | 2602.6409 | 2254.9847
OspreyAcqDF | Gas/Oil:Combined Cycle | DEF | DEF |  | 3.466 | 92.1944 | 103.6087 | 80.2358 | 85.9436 | 82.1579 | 78.9476 | 53.5095 | 50.0498 | 49.7441 | 74.3322 | 87.6707 | 92.9206 | 104.1923 | 82.1812 | 94.9656 | 84.5526 | 80.3797
Pasco County | Renewable:Biomass | DEF | DEF | 168.9036 | 169.464 | 167.808 | 80.592 | 80.592 | 80.592 | 80.592 | 80.5899 | 80.592 | 80.592 | 80.592 | 80.592 | 80.592 | 81.144 | 80.592 | 80.592 | 80.592 | 80.592 | 80.592
Pinellas County | Renewable:Biomass | DEF | DEF | 353.446 | 361.35 | 358.722 | 191.844 | 191.844 | 191.844 | 191.844 | 191.839 | 191.844 | 193.158 | 191.844 | 191.844 | 191.844 | 193.158 | 191.844 | 191.844 | 191.844 | 191.844 | 191.844
Shady Hills 1 | Gas/Oil:Combustion Turbine | DEF | DEF | 2023: 42.7825; 2024: 3.4356
Shady Hills 2 | Gas/Oil:Combustion Turbine | DEF | DEF | 2023: 37.3806; 2024: 3.9888
Shady Hills 3 | Gas/Oil:Combustion Turbine | DEF | DEF | 2023: 50.9889; 2024: 1.2207
Solar 3rdParty Block 1 | Renewable:Solar PV | DEF | DEF |  | 70.0259 | 123.468 | 210.3836 | 276.5713 | 363.4235 | 428.1483 | 513.5392 | 578.212 | 576.7911 | 572.4449 | 569.5826 | 566.7346 | 565.3414 | 561.0811 | 558.2756 | 555.4843 | 554.1181 | 549.9432
Solar 3rdParty Block 2 | Renewable:Solar PV | DEF | DEF | 2032: 87.5324; 2033: 154.335; 2034: 241.0959; 2035: 307.1311; 2036: 393.908; 2037: 458.4015; 2038: 543.642; 2039: 608.164; 2040: 606.6687; 2041: 602.0979
Solar 3rdParty Block 3 | Renewable:Solar PV | DEF | DEF | 2040: 87.5324; 2041: 154.335
Solar DEF Bay Ranch | Renewable:Solar PV | DEF | DEF | 127.0712 | 187.891 | 186.5021 | 185.5695 | 184.6417 | 184.1613 | 182.7998 | 181.8859 | 180.699 | 180.5056 | 177.1887 | 153.0431 | 152.9342 | 162.7184 | 164.4191 | 164.2156 | 158.1775 | 163.0262 | 158.2839
Solar DEF Bay Trail | Renewable:Solar PV | DEF | DEF | 187.9551 | 187.4649 | 186.0803 | 185.1499 | 184.2242 | 183.7436 | 182.3865 | 181.4746 | 180.4433 | 179.4931 | 158.0105 | 150.3193 | 151.3867 | 162.1846 | 164.1868 | 163.4612 | 158.3335 | 161.2524 | 157.4834
Solar DEF Charlie Creek | Renewable:Solar PV | DEF | DEF | 178.4538 | 177.9851 | 176.6738 | 175.7904 | 174.9115 | 174.452 | 173.1667 | 172.3009 | 170.9178 | 169.825 | 147.7588 | 140.4308 | 142.3343 | 151.047 | 153.2575 | 148.9742 | 144.5139 | 148.5788 | 139.8279
Solar DEF Columbia | Renewable:Solar PV | DEF | DEF | 176.1547 | 175.6933 | 174.3976 | 173.5257 | 172.658 | 172.2056 | 170.6822 | 166.9552 | 156.7744 | 144.8369 | 141.0957 | 136.0843 | 138.3619 | 147.8507 | 150.2488 | 147.3677 | 142.6836 | 147.3006 | 138.7625
Solar DEF County Line | Renewable:Solar PV | DEF | DEF |  |  | 175.9224 | 187.195 | 186.259 | 185.7727 | 184.4011 | 183.4791 | 182.5616 | 179.6215 | 178.671 | 177.9241 | 157.9524 | 164.3514 | 166.1359 | 166.1869 | 161.4393 | 164.7164 | 160.649
Solar DEF Debary | Renewable:Solar PV | DEF | DEF | 151.7 | 151.3273 | 150.1868 | 149.4359 | 148.6888 | 148.3233 | 147.0675 | 144.0546 | 134.8352 | 124.7408 | 120.6183 | 115.8389 | 117.3031 | 126.0815 | 127.377 | 123.5468 | 120.8726 | 124.5212 | 117.2822
Solar DEF Duette | Renewable:Solar PV | DEF | DEF | 176.6857 | 176.2215 | 174.9234 | 174.0488 | 173.1785 | 172.7234 | 171.314 | 169.4802 | 161.5506 | 150.514 | 146.7781 | 140.1133 | 140.4672 | 149.3627 | 152.4794 | 148.0048 | 143.4909 | 147.1779 | 139.0166
Solar DEF Falmouth | Renewable:Solar PV | DEF | DEF |  | 163.2732 | 187.2582 | 186.3219 | 185.3903 | 184.9084 | 183.5411 | 182.6233 | 180.8523 | 181.2378 | 179.8977 | 160.6313 | 155.05 | 163.2963 | 166.6097 | 165.8471 | 159.9337 | 163.7523 | 160.0879
Solar DEF Fort Green | Renewable:Solar PV | DEF | DEF | 187.6288 | 187.1403 | 185.7573 | 184.8285 | 183.9044 | 183.4254 | 182.0699 | 181.1595 | 179.856 | 178.4362 | 158.1025 | 150.537 | 151.4753 | 161.8499 | 164.3784 | 162.5234 | 158.3916 | 162.1942 | 156.8964
Solar DEF Hamilton | Renewable:Solar PV | DEF | DEF | 175.1333 | 174.6724 | 173.3849 | 172.5204 | 171.6601 | 171.2077 | 169.8509 | 166.7509 | 158.013 | 145.3135 | 141.1781 | 135.211 | 137.6138 | 146.6223 | 148.285 | 143.6849 | 139.9344 | 143.5188 | 134.9682
Solar DEF Hardeetown | Renewable:Solar PV | DEF | DEF | 127.0712 | 187.891 | 186.5021 | 185.5695 | 184.6417 | 184.1613 | 182.7998 | 181.8859 | 180.8827 | 180.5056 | 177.3359 | 152.8734 | 152.974 | 162.0438 | 165.2382 | 164.2238 | 159.0969 | 162.86 | 157.5907
Solar DEF High Spring | Renewable:Solar PV | DEF | DEF | 89.1428 | 188.0806 | 186.6908 | 185.7573 | 184.8285 | 184.3471 | 182.9848 | 182.0699 | 180.9991 | 180.6877 | 178.5856 | 154.2866 | 153.9819 | 162.0564 | 165.6569 | 165.0863 | 159.9068 | 163.1285 | 159.0525
Solar DEF Hildreth | Renewable:Solar PV | DEF | DEF | 127.0712 | 187.891 | 186.5021 | 185.5695 | 184.6417 | 184.1613 | 182.7998 | 181.8859 | 180.6348 | 180.5056 | 177.459 | 153.0575 | 153.4516 | 162.3539 | 164.7871 | 164.6606 | 159.3013 | 162.8971 | 159.0899
Solar DEF Lake Placid | Renewable:Solar PV | DEF | DEF | 104.9836 | 104.67 | 103.9715 | 103.4104 | 102.9001 | 102.6182 | 101.8407 | 100.1322 | 95.8201 | 88.8016 | 86.483 | 83.1404 | 83.4475 | 88.7058 | 89.7875 | 87.7334 | 85.5962 | 87.0948 | 82.5425
Solar DEF Mule Creek | Renewable:Solar PV | DEF | DEF |  | 176.3742 | 187.195 | 186.259 | 185.3277 | 184.8438 | 183.4791 | 182.5616 | 180.9603 | 181.1746 | 179.8369 | 155.089 | 153.3355 | 163.2154 | 165.7659 | 164.5266 | 158.9897 | 163.368 | 159.5453
Solar DEF NEW 1 | Renewable:Solar PV | DEF | DEF | 2035: 293.1005; 2036: 310.0329; 2037: 315.509; 2038: 308.5542; 2039: 299.3197; 2040: 306.3011; 2041: 289.9202
Solar DEF NEW 1 PTC | Renewable:Solar PV | DEF | DEF | 2025: 361.5976; 2026: 359.7896; 2027: 357.9906; 2028: 357.0515; 2029: 354.4199; 2030: 352.6477; 2031: 350.8846; 2032: 347.0974; 2033: 343.7546; 2034: 341.7994
Solar DEF NEW 2 | Renewable:Solar PV | DEF | DEF | 2035: 255.9019; 2036: 623.8027; 2037: 636.4919; 2038: 626.1442; 2039: 600.9809; 2040: 617.0357; 2041: 584.074
Solar DEF NEW 2 PTC | Renewable:Solar PV | DEF | DEF | 2025: 269.9873; 2026: 721.8453; 2027: 718.236; 2028: 716.3548; 2029: 711.0718; 2030: 707.5166; 2031: 703.9789; 2032: 692.3948; 2033: 689.6791; 2034: 689.3597; 2035: 430.6534
Solar DEF NEW 3 | Renewable:Solar PV | DEF | DEF | 2037: 38.846; 2038: 676.014; 2039: 1261.2122; 2040: 1779.893; 2041: 2333.6676
Solar DEF NEW 3 PTC | Renewable:Solar PV | DEF | DEF |  |  |  |  | 40.8428 | 765.561 | 1472.9991 | 2018.2413 | 2741.5557 | 3633.8714 | 4629.8213 | 4606.6767 | 4591.95 | 4588.7653 | 4516.2729 | 3805.8528 | 3108.6967 | 2573.7893 | 1857.1747
Solar DEF NEW 4 | Renewable:Solar PV | DEF | DEF | 2036: 38.6589; 2037: 645.1688; 2038: 639.657; 2039: 617.9812; 2040: 636.1531; 2041: 615.1239
Solar DEF NEW 4 PTC | Renewable:Solar PV | DEF | DEF | 2026: 40.8428; 2027: 722.991; 2028: 721.0947; 2029: 715.7791; 2030: 712.1845; 2031: 708.6396; 2032: 698.0929; 2033: 694.8623; 2034: 691.9595; 2035: 692.4334; 2036: 653.629
Solar DEF NEW 6 PTC | Renewable:Solar PV | DEF | DEF | 2033: 122.5285; 2034: 2264.122; 2035: 4136.0583; 2036: 4135.4775; 2037: 4104.9933; 2038: 4084.4695; 2039: 4064.0476; 2040: 4053.388; 2041: 4023.509
Solar DEF Osc Perry Suw | Renewable:Solar PV | DEF | DEF | 35.4717 | 35.3843 | 35.1178 | 34.9422 | 34.7676 | 34.6721 | 34.4047 | 33.9247 | 32.3915 | 30.0024 | 29.6811 | 28.783 | 28.835 | 30.6387 | 30.6981 | 30.7387 | 29.8584 | 30.7127 | 29.9487
Solar DEF Sandy Creek | Renewable:Solar PV | DEF | DEF | 178.2037 | 177.7362 | 176.4261 | 175.544 | 174.6663 | 174.2081 | 172.924 | 172.0593 | 170.8951 | 169.2701 | 146.9863 | 140.4397 | 141.1645 | 149.9001 | 152.5919 | 148.1783 | 144.3544 | 148.0766 | 138.8816
Solar DEF Santa Fe | Renewable:Solar PV | DEF | DEF | 177.0399 | 176.5761 | 175.274 | 174.3976 | 173.5257 | 173.071 | 171.6562 | 169.0471 | 161.1664 | 149.0083 | 144.9373 | 138.5957 | 139.261 | 149.39 | 151.3099 | 146.4197 | 142.0792 | 145.8695 | 136.8741
Solar DEF St Pete Pier | Renewable:Solar PV | DEF | DEF | 0.71159 | 0.7093 | 0.70348 | 0.70127 | 0.69712 | 0.69498 | 0.69039 | 0.67794 | 0.64557 | 0.59576 | 0.58424 | 0.56711 | 0.56998 | 0.60377 | 0.61646 | 0.60767 | 0.58437 | 0.6032 | 0.57111
Solar DEF Trenton | Renewable:Solar PV | DEF | DEF | 175.9896 | 175.5269 | 174.2342 | 173.363 | 172.4961 | 172.0426 | 170.6105 | 168.1875 | 160.0524 | 147.3478 | 143.0468 | 136.6691 | 137.9787 | 147.2869 | 150.3291 | 145.4421 | 140.8833 | 145.4971 | 135.5361
Solar DEF Twin Rivers | Renewable:Solar PV | DEF | DEF | 177.0399 | 176.5761 | 175.274 | 174.3976 | 173.5257 | 173.071 | 171.5926 | 169.322 | 161.9406 | 150.1296 | 145.1147 | 138.6285 | 139.6042 | 149.7195 | 151.9459 | 146.601 | 143.5601 | 146.6308 | 137.3815
Solar DEF Winquepin | Renewable:Solar PV | DEF | DEF |  | 176.3742 | 187.195 | 186.259 | 185.3277 | 184.8438 | 183.4791 | 182.5616 | 181.3994 | 181.1746 | 179.8369 | 157.2688 | 155.2187 | 163.2842 | 166.2735 | 165.7191 | 160.4277 | 164.2564 | 159.5241
Solar+Storage DEF NEW 1 | Renewable:Solar PV | DEF | DEF | 2039: 23.9389; 2040: 432.0174; 2041: 824.0893
Solar+Storage DEF NEW 1 PTC + ITC | Renewable:Solar PV | DEF | DEF | [6 empty] | 25.179 | 470.9275 | 914.6581 | 1319.5 | 1305.202 | 1303.8745 | 1300.766 | 1307.0859 | 1297.7384 | 1291.2521 | 1260.7737 | 832.2496 | 402.1503
Standby | Demand:Demand Response | DEF | DEF | 0.008465 |  | 0.006911 |  | 0.016816 |  | 0.8508 | 1.0762 | 0.227 | 0.021483 | 0.28084 | 0.50594 | 0.51808 | 0.34994 | 1.7916 | 0.9312 | 0.14782 | 0.079706 | 0.076862
SUWANNEE_P 1 | Gas/Oil:Combustion Turbine | DEF | DEF | 8.0806 | 13.1863 | 11.7574 | 11.8885 | 10.189 | 10.8019 | 12.0466 | 13.1544 | 11.1229 | 9.1364 | 9.9105 | 5.0954
SUWANNEE_P 2 | Gas/Oil:Combustion Turbine | DEF | DEF | 7.1734 | 9.4156 | 7.7674 | 11.499 | 7.9458 | 11.2725 | 11.32 | 11.8874 | 9.1101 | 9.2659 | 8.9592 | 4.0692
SUWANNEE_P 3 | Gas/Oil:Combustion Turbine | DEF | DEF | 13.2589 | 16.919 | 15.5913 | 16.8033 | 14.2365 | 16.0937 | 13.6877 | 16.1054 | 12.3346 | 12.0463 | 12.0467 | 5.4368
Tigerbay 1 | Gas/Oil:Combined Cycle | DEF | DEF | 1163.9617 | 1072.9597 | 1010.7569 | 1182.0021 | 1064.0823 | 1096.2334 | 866.7938 | 826.9533 | 622.9874 | 607.4174 | 429.4205 | 646.8554 | 71.0166
U OF FL 1 | Gas/Oil:Combustion Turbine | DEF | DEF | 2023: 321.0718; 2024: 322.3729; 2025: 318.9936; 2026: 317.6207; 2027: 266.3979
Voltage Red | Demand:Demand Response | DEF | DEF | 0.001 |  | 0.030412 | 0.004166 | 0.010992 | 0.18559 | 0.36257 | 0.04302 | 0.019817 | 0.012246 | 0.022998 | 0.03947 | 0.30339 | 0.10596 | 0.40797 | 0.43778 | 0.039375 | 0.028418 | 0.010103
WaterHtr_PP | Demand:Demand Response | DEF | DEF | 1.0946 | 1.1439 | 1.046 | 0.84671 | 0.7448 | 0.80268 | 1.056 | 0.94486 | 0.72441 | 0.5918 | 0.6433 | 0.42325 | 0.47108 | 0.28771 | 1.029 | 0.42861 | 0.39076 | 0.20323 | 0.28147
Total |  |  |  | 42897.1298 | 44352.3509 | 43743.9706 | 43797.6686 | 43852.486 | 44161.2524 | 44410.7367 | 44815.2366 | 44493.2387 | 45029.7027 | 46008.4249 | 47542.3653 | 49123.4817 | 50095.567 | 50720.1111 | 51363.2073 | 52487.5585 | 53525.3601 | 54131.632
Group Totals
Resource | Type | BA | Area | 2023 | 2024 | 2025 | 2026 | 2027 | 2028 | 2029 | 2030 | 2031 | 2032 | 2033 | 2034 | 2035 | 2036 | 2037 | 2038 | 2039 | 2040 | 2041
Total | Coal:Conventional | DEF | DEF | 1198.4039 | 1533.1458 | 1573.5894 | 1349.7762 | 1479.0828 | 2153.6994 | 1994.9918 | 2756.4879 | 4019.081 | 3638.148 | 3573.9557 | 1443.4095
Total | Demand:Demand Response | DEF | DEF | 1.1437 | 1.155 | 1.0895 | 1.1756 | 0.79175 | 1.2306 | 3.5548 | 4.1196 | 1.069 | 0.69614 | 2.1455 | 1.025 | 1.3844 | 0.80276 | 6.0074 | 1.8562 | 0.57896 | 0.31135 | 0.36943
Total | Gas/Oil:Combined Cycle | DEF | DEF | 35600.7139 | 35697.3656 | 35452.0815 | 35128.1479 | 34689.7013 | 33760.6677 | 33705.9415 | 32460.0087 | 29895.201 | 29430.4492 | 29027.3724 | 29660.8828 | 29778.9669 | 29988.9487 | 30235.9609 | 28777.7366 | 27640.8061 | 25673.7184 | 24983.7412
Total | Gas/Oil:Combustion Turbine | DEF | DEF | 1256.2148 | 1275.9201 | 975.7217 | 795.3691 | 496.273 | 182.5351 | 215.3551 | 197.7232 | 137.5622 | 122.7572 | 125.9736 | 164.2119 | 188.664 | 413.0789 | 507.0339 | 295.4109 | 633.6398 | 657.7456 | 496.352
Total | Gas/Oil:Steam Turbine | DEF | DEF | 1646.724 | 1780.3808 | 795.6479 | 1259.2611 | 1156.6223 | 1234.6456 | 906.2342 | 730.1176 | 561.3596 | 538.9578 | 484.4107 | 677.6173 | 877.7952 | 908.8785 | 1182.0772 | 766.0196 | 667.6313 | 401.9421 | 339.4314
Total | Nuclear:Nuclear | DEF | DEF | 2038: 2851.7365; 2039: 4744.8539; 2040: 7564.0413; 2041: 9484.3184
Total | Renewable:Biomass | DEF | DEF | 640.422 | 648.8988 | 644.6148 | 390.5208 | 390.5208 | 391.3296 | 390.5208 | 390.5107 | 390.5208 | 392.6436 | 390.5208 | 390.5208 | 390.5208 | 393.1956 | 390.5208 | 390.5208 | 390.5208 | 390.5208 | 390.5208
Total | Renewable:Solar PV | DEF | DEF | 2553.5075 | 3415.4847 | 4301.2257 | 4873.4179 | 5639.4939 | 6437.1443 | 7194.1385 | 8229.5366 | 9372.2202 | 10629.0077 | 11651.8148 | 13608.0019 | 15459.4308 | 15681.2648 | 15686.881 | 15597.6112 | 15373.0086 | 15526.1797 | 15155.8812
Total | Storage:Battery | DEF | DEF | [7 empty] | 46.7321 | 116.2249 | 277.0431 | 752.2312 | 1596.6961 | 2426.7196 | 2709.3978 | 2711.6297 | 2682.3155 | 3036.5191 | 3310.9009 | 3281.0176
Battery Case
Resource | Type | BA | Area | 2023 | 2024 | 2025 | 2026 | 2027 | 2028 | 2029 | 2030 | 2031 | 2032 | 2033 | 2034 | 2035 | 2036 | 2037 | 2038 | 2039 | 2040 | 2041
AC | Demand:Demand Response | DEF | DEF | 2025: 0.00625; 2027: 0.003388; 2029: 0.001; 2032: 0.010659; 2033: 0.65329; 2034: 0.001; 2037: 2.2983; 2038: 0.001
Anclote 1 | Gas/Oil:Steam Turbine | DEF | DEF | 930.0133 | 1092.789 | 443.3861 | 775.0125 | 734.928 | 649.158 | 522.3889 | 459.4331 | 282.2315 | 319.2539 | 284.2004 | 434.7397 | 526.5276 | 528.3695 | 719.7169 | 515.0222 | 577.6291 | 298.6234 | 282.8893
Anclote 2 | Gas/Oil:Steam Turbine | DEF | DEF | 723.5847 | 687.5918 | 352.2619 | 464.735 | 469.3202 | 541.9815 | 322.232 | 271.4262 | 291.6987 | 233.3164 | 207.3992 | 264.8074 | 374.3863 | 410.4739 | 478.9339 | 256.4949 | 136.3548 | 113.0688 | 88.1466
As Avail | Gas/Oil:Combined Cycle | DEF | DEF | 1.7516 | 1.752 | 1.752 | 1.752 | 1.752 | 1.776 | 1.752 | 1.752 | 1.752 | 1.752 | 1.752 | 1.752 | 1.752 | 1.752 | 1.752 | 1.752 | 1.752 | 1.752 | 1.752
As Avail PCS | Renewable:Biomass | DEF | DEF | 118.0725 | 118.0848 | 118.0848 | 118.0848 | 118.0848 | 118.8936 | 118.0848 | 118.0831 | 118.0848 | 118.8936 | 118.0848 | 118.0848 | 118.0848 | 118.8936 | 118.0848 | 118.0848 | 118.0848 | 118.0848 | 118.0848
Bartow CC 1 0 | Gas/Oil:Combined Cycle | DEF | DEF | 6291.7859 | 5987.3463 | 6490.5568 | 6392.817 | 5989.7524 | 6030.5981 | 6453.7574 | 6446.2374 | 6523.3295 | 6479.9168 | 6266.4356 | 6560.4882 | 6735.2473 | 6901.8757 | 6247.996 | 6795.9161 | 6843.7708 | 6774.6737 | 6355.5092
Bartow CC 1 PAG | Gas/Oil:Combined Cycle | DEF | DEF | 170.361 | 160.6149 | 118.4096 | 126.2245 | 114.9701 | 114.1786 | 111.7688 | 82.6236 | 68.4909 | 70.2476 | 60.5532 | 96.6269 | 112.9471 | 109.7659 | 119.4163 | 107.2758 | 116.3919 | 101.778 | 97.3151
BARTOW_P 1 | Gas/Oil:Combustion Turbine | DEF | DEF | 2026: 0.102
BARTOW_P 2 | Gas/Oil:Combustion Turbine | DEF | DEF | 1.2073 | 1.8476 | 1.6429 | 1.8471 | 1.1628 | 2.5879 | 2.5781 | 2.9466 | 1.9572 | 1.8953 | 2.1736 | 0.93952
BARTOW_P 3 | Gas/Oil:Combustion Turbine | DEF | DEF | 2026: 0.123; 2027: 0.044074
BARTOW_P 4 | Gas/Oil:Combustion Turbine | DEF | DEF | 1.972 | 2.4786 | 4.6855 | 5.8024 | 2.6065 | 4.4352 | 5.812 | 4.8315 | 4.2156 | 3.5245 | 3.1311 | 2.2377
Battery 2 Hours | Storage:Battery | DEF | DEF |  |  |  |  | 86.7584 | 89.5992 | 91.9271 | 93.8591 | 88.9244 | 92.4026 | 91.1751 | 93.6782 | 96.3194 | 90.1653 | 89.5888 | 90.3513 | 89.7143 | 88.8177 | 87.7851
Battery 4 Hours | Storage:Battery | DEF | DEF | 2032: 129.02; 2033: 608.5483; 2034: 1451.3428; 2035: 2271.3891; 2036: 2553.7341; 2037: 2559.5037; 2038: 2542.9188; 2039: 2903.5172; 2040: 3158.8966; 2041: 3131.9956
BAYBORO_P 1 | Gas/Oil:Combustion Turbine | DEF | DEF | 2024: 0.13793
BAYBORO_P 2 | Gas/Oil:Combustion Turbine | DEF | DEF | 2023: 0.022; 2024: 0.022; 2025: 0.030752
BAYBORO_P 3 | Gas/Oil:Combustion Turbine | DEF | DEF
BAYBORO_P 4 | Gas/Oil:Combustion Turbine | DEF | DEF | 2024: 0.03
Citrus CC 1 | Gas/Oil:Combined Cycle | DEF | DEF | 5995.3105 | 6162.7445 | 5728.5704 | 6320.2054 | 6209.8345 | 5552.3138 | 5931.026 | 5792.4165 | 5388.6661 | 5521.8822 | 5454.2708 | 5431.8239 | 5252.2292 | 5325.9957 | 4980.7769 | 5177.912 | 5071.0982 | 4708.7121 | 4807.3213
Citrus CC 1 Duct | Gas/Oil:Combined Cycle | DEF | DEF | 187.5983 | 188.3332 | 126.8066 | 141.5648 | 130.3094 | 120.5844 | 117.6857 | 87.8903 | 70.1159 | 74.3346 | 74.4242 | 102.5696 | 124.8943 | 127.016 | 140.7796 | 115.835 | 131.4189 | 108.1844 | 121.6559
Citrus CC 2 | Gas/Oil:Combined Cycle | DEF | DEF | 5972.2524 | 6141.9446 | 6095.355 | 5840.2426 | 6366.581 | 5553.9768 | 6058.4825 | 5949.6022 | 5308.9592 | 5540.0261 | 5453.7363 | 5476.8399 | 5329.707 | 5320.7584 | 4988.1181 | 5115.2386 | 5169.288 | 4435.2861 | 4957.7011
Citrus CC 2 Duct | Gas/Oil:Combined Cycle | DEF | DEF | 177.7548 | 194.529 | 136.3422 | 111.5036 | 124.2806 | 115.5847 | 120.1724 | 80.4968 | 66.4214 | 67.3115 | 67.4721 | 97.4891 | 116.5578 | 125.198 | 123.7537 | 105.8239 | 122.8184 | 108.7037 | 110.4258
Crystal 4 | Coal:Conventional | DEF | DEF | 713.8305 | 761.1195 | 789.3156 | 668.2346 | 784.2225 | 1050.4536 | 1121.5405 | 1364.6875 | 2105.8929 | 1625.4741 | 1875.0556 | 726.4834
Crystal 5 | Coal:Conventional | DEF | DEF | 478.7173 | 772.0263 | 784.2738 | 686.9118 | 605.9351 | 1040.2464 | 868.8798 | 1429.2793 | 1766.7865 | 1983.2314 | 1773.801 | 655.8054
DEBARY 10 | Gas/Oil:Combustion Turbine | DEF | DEF | 2025: 0.11564; 2026: 0.12173; 2027: 0.16; 2028: 0.76437; 2029: 2.2923; 2030: 1.4559; 2033: 0.62968; 2034: 0.464; 2035: 1.176
DEBARY 2 | Gas/Oil:Combustion Turbine | DEF | DEF | 2024: 0.18
DEBARY 3 | Gas/Oil:Combustion Turbine | DEF | DEF | 2025: 0.138; 2026: 0.155; 2027: 0.16036
DEBARY 4 | Gas/Oil:Combustion Turbine | DEF | DEF | 2024: 0.092; 2025: 0.158; 2026: 0.33769
DEBARY 5 | Gas/Oil:Combustion Turbine | DEF | DEF | 2024: 0.085
DEBARY 6 | Gas/Oil:Combustion Turbine | DEF | DEF | 2023: 0.099; 2024: 0.20877; 2025: 0.02; 2026: 0.342; 2027: 0.11368
DEBARY 7 | Gas/Oil:Combustion Turbine | DEF | DEF | 14.5989 | 13.3756 | 19.2026 | 16.6006 | 12.7455 | 15.4944 | 17.0031 | 16.4279 | 10.8023 | 10.3858 | 9.0298 | 12.4567 | 10.1524 | 2.4109
DEBARY 8 | Gas/Oil:Combustion Turbine | DEF | DEF | 15.8032 | 22.8014 | 21.4878 | 19.4546 | 12.7423 | 17.9985 | 15.3814 | 15.8333 | 12.7897 | 14.8858 | 11.5067 | 15.1775 | 11.6495 | 5.5178
DEBARY 9 | Gas/Oil:Combustion Turbine | DEF | DEF | 20.9711 | 24.8231 | 20.2132 | 16.7752 | 14.1194 | 18.6443 | 17.801 | 18.6498 | 13.7486 | 13.6212 | 11.8501 | 17.0001 | 18.8678 | 3.598
DEF Nuclear GE X300 PTC | Nuclear:Nuclear | DEF | DEF | 2038: 2853.267; 2039: 4739.9994; 2040: 7564.0413; 2041: 9489.4002
Gen 190MW CT | Gas/Oil:Combustion Turbine | DEF | DEF | 2034: 12.3227; 2035: 48.6596; 2036: 269.4601; 2037: 300.5593; 2038: 196.3979; 2039: 486.5435; 2040: 506.4813; 2041: 334.2181
Gen 190MW CT Ave | Gas/Oil:Combustion Turbine | DEF | DEF | 2039: 124.3761; 2040: 159.2469; 2041: 133.3274
HEAT | Demand:Demand Response | DEF | DEF | 2023: 0.039628; 2024: 0.001; 2026: 0.003647; 2027: 0.001; 2028: 0.022837; 2029: 0.001; 2030: 0.006106; 2031: 0.072401; 2032: 0.006727; 2034: 0.005445; 2035: 0.001
Hines CC 1 | Gas/Oil:Combined Cycle | DEF | DEF | 2769.3818 | 2764.5208 | 2802.94 | 2100.7718 | 2215.9621 | 1916.9266 | 1915.5408 | 1488.151 | 1025.4024 | 831.2038 | 970.6756 | 1145.4259 | 1503.9793 | 1417.5392 | 1994.8324 | 1347.9619 | 333.0657
Hines CC 2 | Gas/Oil:Combined Cycle | DEF | DEF | 2791.075 | 2951.3934 | 3018.5959 | 3249.2236 | 2906.3796 | 3021.2776 | 2533.9258 | 2598.8834 | 2262.9534 | 1902.7174 | 1742.8388 | 2057.2546 | 2295.4181 | 2143.6928 | 2453.9842 | 2095.7678 | 1823.3458 | 1940.615 | 1707.5401
Hines CC 3 | Gas/Oil:Combined Cycle | DEF | DEF | 3059.5908 | 3027.8129 | 2845.9782 | 2952.7517 | 3456.8948 | 3201.6232 | 3226.8412 | 2725.9019 | 2994.3412 | 2631.8156 | 2782.266 | 2602.2503 | 2849.9679 | 2690.8286 | 3136.8845 | 2511.8651 | 2547.168 | 2283.1094 | 2340.2749
Hines CC 4 | Gas/Oil:Combined Cycle | DEF | DEF | 2775.1938 | 3139.5526 | 2394.1218 | 2698.1015 | 2472.9835 | 3123.4088 | 2858.9617 | 2949.8686 | 2386.3079 | 2744.587 | 2598.9245 | 2625.5404 | 2422.4453 | 2806.2038 | 2700.8593 | 2680.5798 | 2555.803 | 2517.0225 | 2149.2843
INT CITY 1 | Gas/Oil:Combustion Turbine | DEF | DEF | 2024: 0.064; 2025: 0.032; 2026: 0.09; 2027: 0.183; 2028: 0.29628; 2029: 1.108; 2030: 0.43373; 2031: 0.34876; 2032: 0.151; 2033: 0.45; 2034: 0.138
INT CITY 10 | Gas/Oil:Combustion Turbine | DEF | DEF | 5.3647 | 11.3925 | 10.3797 | 6.4283 | 5.2374 | 6.838 | 10.6235 | 9.5244 | 6.8698 | 4.4318 | 5.6561 | 8.2924 | 11.8837 | 14.612 | 25.2984 | 4.9354
INT CITY 11 | Gas/Oil:Combustion Turbine | DEF | DEF | 0.25569 | 0.44836 | 0.8803 | 1.1947 | 0.40894 | 2.0133 | 4.4001 | 3.0293 | 0.9 | 0.80515 | 2.4058 | 0.88609 | 2.3077 | 2.8815 | 6.4848 | 4.1436 | 0.56 | 0.46621 | 0.37289
INT CITY 12 | Gas/Oil:Combustion Turbine | DEF | DEF | 7.083 | 6.874 | 7.523 | 5.13 | 3.813 | 5.287 | 10.329 | 7.49 | 5.177 | 2.188 | 4.111 | 8.815 | 7.955 | 16.8603 | 23.656 | 20.569 | 3.027 | 1.948 | 4.18
INT CITY 13 | Gas/Oil:Combustion Turbine | DEF | DEF | 10.798 | 11.662 | 10.661 | 9.58 | 9.958 | 9.414 | 13.156 | 6.739 | 6.068 | 6.502 | 6.94 | 10.578 | 13.089 | 19.705 | 32.048 | 27.9406 | 6.953 | 6.5755 | 5.0895
INT CITY 14 | Gas/Oil:Combustion Turbine | DEF | DEF | 14.053 | 13.817 | 14.828 | 14.299 | 6.945 | 12.815 | 11.008 | 11.16 | 6.214 | 5.51 | 6.338 | 12.915 | 12.455 | 22.195 | 39.956 | 30.1613 | 7.7114 | 7.5895 | 10.1854
INT CITY 2 | Gas/Oil:Combustion Turbine | DEF | DEF | 2028: 0.152; 2029: 0.30465; 2030: 0.63; 2031: 0.17; 2032: 0.064; 2033: 0.322
INT CITY 3 | Gas/Oil:Combustion Turbine | DEF | DEF | 2024: 0.064; 2025: 0.032; 2026: 0.096; 2027: 0.12014; 2028: 0.308; 2029: 0.859; 2030: 0.722; 2031: 0.28; 2032: 0.078; 2033: 0.414; 2034: 0.064
INT CITY 4 | Gas/Oil:Combustion Turbine | DEF | DEF | 2024: 0.071782; 2025: 0.097825; 2026: 0.22; 2027: 0.186; 2028: 0.314; 2029: 1.084; 2030: 0.80126; 2031: 0.33597; 2032: 0.156; 2033: 0.506; 2034: 0.088197
INT CITY 5 | Gas/Oil:Combustion Turbine | DEF | DEF | 2026: 0.097412; 2028: 0.209; 2029: 0.715; 2030: 0.617; 2031: 0.199; 2032: 0.040229; 2033: 0.36
INT CITY 6 | Gas/Oil:Combustion Turbine | DEF | DEF | 2024: 0.19452; 2025: 0.064; 2026: 0.286; 2027: 0.2006; 2028: 0.032; 2029: 1.335; 2030: 0.98427; 2031: 0.331; 2032: 0.11179; 2033: 0.53625; 2034: 0.096
INT CITY 7 | Gas/Oil:Combustion Turbine | DEF | DEF | 21.2547 | 29.7495 | 25.9675 | 21.0027 | 15.4649 | 17.7276 | 17.2496 | 17.8399 | 15.6022 | 13.4997 | 11.6256 | 18.724 | 22.8588 | 28.6765 | 38.1415 | 14.6044
INT CITY 8 | Gas/Oil:Combustion Turbine | DEF | DEF | 15.2863 | 20.7286 | 19.9959 | 14.8643 | 10.8277 | 14.2232 | 15.7034 | 15.6639 | 11.2185 | 10.8554 | 9.5458 | 19.6291 | 17.8749 | 22.72 | 30.6183 | 9.0313
INT CITY 9 | Gas/Oil:Combustion Turbine | DEF | DEF | 11.7532 | 22.967 | 18.8154 | 14.5145 | 9.9753 | 14.3392 | 17.3649 | 13.9081 | 11.0289 | 8.6143 | 8.3406 | 18.7493 | 19.3097 | 23.2671 | 30.134 | 10.1847
INTER | Demand:Demand Response | DEF | DEF |  | 0.010187 |  | 0.32477 | 0.062646 | 0.088671 | 1.1513 | 1.9326 | 0.001 | 0.001 | 0.50506 | 0.056319 | 0.077997 |  | 0.71742 | 0.001 |  | 0.001 | 0.001
Mulberry | Gas/Oil:Combined Cycle | DEF | DEF | 2023: 522.6688; 2024: 334.305
NSG Vand CT 1 | Gas/Oil:Combustion Turbine | DEF | DEF | 2023: 136.55; 2024: 155.5068; 2025: 94.0579; 2026: 46.5894; 2027: 20.0054
NSG Vand CT 2 | Gas/Oil:Combustion Turbine | DEF | DEF | 2023: 145.7612; 2024: 172.0391; 2025: 104.0548; 2026: 49.5012; 2027: 21.0051
NSG Vand CT 3 | Gas/Oil:Combustion Turbine | DEF | DEF | 2023: 168.9111; 2024: 176.1414; 2025: 105.1801; 2026: 87.9524; 2027: 22.5846
NSG Vand CT 4 | Gas/Oil:Combustion Turbine | DEF | DEF | 2023: 181.5572; 2024: 217.5788; 2025: 141.3479; 2026: 106.1582; 2027: 22.5462
Orange Cogen | Gas/Oil:Combined Cycle | DEF | DEF | 2023: 500.864; 2024: 502.32; 2025: 500.864
Orlando Cogen | Gas/Oil:Combined Cycle | DEF | DEF | 2023: 910.5839
Osprey 1 0 | Gas/Oil:Combined Cycle | DEF | DEF | 2023: 1520.7161; 2024: 1475.8812
Osprey 1 1 | Gas/Oil:Combined Cycle | DEF | DEF | 2023: 721.6575; 2024: 852.8821
Osprey 1 2 | Gas/Oil:Combined Cycle | DEF | DEF | 2023: 50.0805; 2024: 56.9763
OspreyAcq | Gas/Oil:Combined Cycle | DEF | DEF |  | 678.0312 | 4088.8377 | 3918.9442 | 3662.2603 | 3936.3136 | 3472.2757 | 3390.8018 | 3252.0718 | 2956.7654 | 2999.1115 | 2805.7319 | 2847.3903 | 2873.7208 | 3206.6567 | 2621.1962 | 2818.8213 | 2578.6895 | 2251.9206
OspreyAcqDF | Gas/Oil:Combined Cycle | DEF | DEF |  | 3.466 | 92.1944 | 103.7195 | 81.1576 | 84.8733 | 81.9253 | 79.2794 | 55.3072 | 51.0877 | 50.576 | 74.7811 | 89.2931 | 93.5467 | 103.7467 | 82.122 | 96.0234 | 85.2939 | 81.4438
Pasco County | Renewable:Biomass | DEF | DEF | 168.9036 | 169.464 | 167.808 | 80.592 | 80.592 | 80.592 | 80.592 | 80.5909 | 80.592 | 80.592 | 80.592 | 80.592 | 80.592 | 81.144 | 80.592 | 80.592 | 80.592 | 80.592 | 80.592
Pinellas County | Renewable:Biomass | DEF | DEF | 353.446 | 361.35 | 358.722 | 191.844 | 191.844 | 191.844 | 191.844 | 191.8413 | 191.844 | 193.158 | 191.844 | 191.844 | 191.844 | 193.158 | 191.844 | 191.844 | 191.844 | 191.844 | 191.844
Shady Hills 1 | Gas/Oil:Combustion Turbine | DEF | DEF | 2023: 46.4241; 2024: 3.4356
Shady Hills 2 | Gas/Oil:Combustion Turbine | DEF | DEF | 2023: 41.2645; 2024: 3.9888
Shady Hills 3 | Gas/Oil:Combustion Turbine | DEF | DEF | 2023: 44.5447; 2024: 1.2207
Solar 3rdParty Block 1 | Renewable:Solar PV | DEF | DEF |  | 70.0259 | 123.468 | 210.3836 | 276.5713 | 363.4235 | 428.1483 | 513.5392 | 578.212 | 576.7911 | 572.4449 | 569.5826 | 566.7346 | 565.3414 | 561.0811 | 558.2756 | 555.4843 | 554.1181 | 549.9432
Solar 3rdParty Block 2 | Renewable:Solar PV | DEF | DEF | 2032: 87.5324; 2033: 154.335; 2034: 241.0959; 2035: 307.1311; 2036: 393.908; 2037: 458.4015; 2038: 543.642; 2039: 608.164; 2040: 606.6687; 2041: 602.0979
Solar 3rdParty Block 3 | Renewable:Solar PV | DEF | DEF | 2040: 87.5324; 2041: 154.335
Solar DEF Bay Ranch | Renewable:Solar PV | DEF | DEF | 127.0712 | 187.891 | 186.5021 | 185.5695 | 184.6417 | 184.1613 | 182.7998 | 181.8859 | 180.8726 | 180.5056 | 176.3451 | 151.0563 | 152.0355 | 161.5972 | 165.51 | 164.5605 | 158.7839 | 162.4194 | 158.7431
Solar DEF Bay Trail | Renewable:Solar PV | DEF | DEF | 187.9551 | 187.4649 | 186.0803 | 185.1499 | 184.2242 | 183.7436 | 182.3865 | 181.4746 | 180.0324 | 179.4557 | 156.3315 | 149.8014 | 150.9116 | 160.9329 | 165.1341 | 162.8114 | 158.8422 | 162.6704 | 156.5892
Solar DEF Charlie Creek | Renewable:Solar PV | DEF | DEF | 178.4538 | 177.9851 | 176.6738 | 175.7904 | 174.9115 | 174.452 | 173.1667 | 172.3009 | 171.3008 | 169.359 | 146.8691 | 139.974 | 139.9311 | 150.7002 | 152.064 | 148.506 | 143.1846 | 148.4016 | 137.0437
Solar DEF Columbia | Renewable:Solar PV | DEF | DEF | 176.1547 | 175.6933 | 174.3976 | 173.5257 | 172.658 | 172.2056 | 170.9275 | 168.5586 | 157.5411 | 144.8405 | 142.0126 | 137.1988 | 138.3286 | 147.6638 | 150.8449 | 145.7634 | 141.5698 | 146.0508 | 137.4934
Solar DEF County Line | Renewable:Solar PV | DEF | DEF |  |  | 175.9224 | 187.195 | 186.259 | 185.7727 | 184.4011 | 183.4791 | 182.5616 | 179.1383 | 178.1598 | 177.8921 | 157.1371 | 163.6485 | 167.0498 | 166.7643 | 160.0407 | 164.72 | 161.5969
Solar DEF Debary | Renewable:Solar PV | DEF | DEF | 151.7 | 151.3273 | 150.1868 | 149.4359 | 148.6888 | 148.3233 | 147.2056 | 145.2065 | 134.8998 | 124.1534 | 120.3636 | 115.5716 | 117.2517 | 126.4143 | 127.4058 | 122.3805 | 119.54 | 123.3285 | 114.8564
Solar DEF Duette | Renewable:Solar PV | DEF | DEF | 176.6857 | 176.2215 | 174.9234 | 174.0488 | 173.1785 | 172.7234 | 171.4511 | 169.5908 | 162.6427 | 149.5745 | 146.021 | 139.0931 | 140.075 | 149.5225 | 151.5781 | 147.0435 | 142.146 | 146.1619 | 136.9558
Solar DEF Falmouth | Renewable:Solar PV | DEF | DEF |  | 163.2732 | 187.2582 | 186.3219 | 185.3903 | 184.9084 | 183.5411 | 182.6233 | 180.8022 | 181.2378 | 179.8977 | 160.3321 | 154.0034 | 162.5055 | 167.031 | 166.1005 | 159.5375 | 163.1262 | 161.4562
Solar DEF Fort Green | Renewable:Solar PV | DEF | DEF | 187.6288 | 187.1403 | 185.7573 | 184.8285 | 183.9044 | 183.4254 | 182.0699 | 181.1595 | 180.1464 | 178.6255 | 156.4324 | 149.9607 | 150.9554 | 161.0073 | 164.3068 | 163.3024 | 157.6229 | 161.6193 | 156.7377
Solar DEF Hamilton | Renewable:Solar PV | DEF | DEF | 175.1333 | 174.6724 | 173.3849 | 172.5204 | 171.6601 | 171.2077 | 169.9455 | 167.7841 | 158.7145 | 145.7181 | 141.8411 | 135.0188 | 136.9895 | 146.5459 | 147.5674 | 142.1818 | 139.0894 | 143.4451 | 133.0218
Solar DEF Hardeetown | Renewable:Solar PV | DEF | DEF | 127.0712 | 187.891 | 186.5021 | 185.5695 | 184.6417 | 184.1613 | 182.7998 | 181.8859 | 180.8722 | 180.5056 | 176.1519 | 152.6408 | 152.9817 | 161.7331 | 165.7909 | 164.3588 | 158.7993 | 162.5528 | 158.474
Solar DEF High Spring | Renewable:Solar PV | DEF | DEF | 89.1428 | 188.0806 | 186.6908 | 185.7573 | 184.8285 | 184.3471 | 182.9848 | 182.0699 | 180.7673 | 180.6877 | 178.3073 | 152.1922 | 153.533 | 161.9913 | 165.8348 | 164.9318 | 159.1414 | 162.6081 | 160.1448
Solar DEF Hildreth | Renewable:Solar PV | DEF | DEF | 127.0712 | 187.891 | 186.5021 | 185.5695 | 184.6417 | 184.1613 | 182.7998 | 181.8859 | 180.7203 | 180.5056 | 176.3048 | 151.8966 | 152.506 | 161.7975 | 165.5397 | 164.9779 | 158.7426 | 163.1217 | 159.567
Solar DEF Lake Placid | Renewable:Solar PV | DEF | DEF | 104.9836 | 104.67 | 103.9715 | 103.4104 | 102.9001 | 102.6182 | 101.8641 | 100.7467 | 96.1205 | 89.0771 | 86.1569 | 82.491 | 83.2303 | 88.3444 | 89.3721 | 86.5197 | 85.1593 | 87.1754 | 80.958
Solar DEF Mule Creek | Renewable:Solar PV | DEF | DEF |  | 176.3742 | 187.195 | 186.259 | 185.3277 | 184.8438 | 183.4791 | 182.5616 | 181.5771 | 181.1746 | 179.8369 | 154.3938 | 153.254 | 162.1225 | 165.1868 | 164.2997 | 159.0232 | 163.7406 | 159.2894
Solar DEF NEW 1 | Renewable:Solar PV | DEF | DEF | 2035: 290.4255; 2036: 310.6045; 2037: 311.409; 2038: 306.3485; 2039: 294.2944; 2040: 305.147; 2041: 282.3958
Solar DEF NEW 1 PTC | Renewable:Solar PV | DEF | DEF | 2025: 361.5976; 2026: 359.7896; 2027: 357.9906; 2028: 357.0515; 2029: 354.4199; 2030: 352.6477; 2031: 350.8846; 2032: 344.7887; 2033: 341.6836; 2034: 341.5342
Solar DEF NEW 2 | Renewable:Solar PV | DEF | DEF | 2035: 255.5211; 2036: 623.7408; 2037: 633.5473; 2038: 620.7894; 2039: 594.413; 2040: 613.2215; 2041: 575.7468
Solar DEF NEW 2 PTC | Renewable:Solar PV | DEF | DEF | 2025: 269.9873; 2026: 721.8453; 2027: 718.236; 2028: 716.3548; 2029: 711.0718; 2030: 707.5166; 2031: 703.9789; 2032: 693.9655; 2033: 687.871; 2034: 687.8764; 2035: 431.1549
Solar DEF NEW 3 | Renewable:Solar PV | DEF | DEF | 2037: 38.846; 2038: 675.4754; 2039: 1253.9725; 2040: 1778.8094; 2041: 2326.0001
Solar DEF NEW 3 PTC | Renewable:Solar PV | DEF | DEF |  |  |  |  | 40.8428 | 765.561 | 1472.9991 | 2018.2413 | 2741.5557 | 3637.2192 | 4629.7341 | 4607.4201 | 4593.0198 | 4588.9461 | 4516.2729 | 3805.8528 | 3108.6967 | 2573.7893 | 1857.1747
Solar DEF NEW 4 | Renewable:Solar PV | DEF | DEF | 2036: 38.6589; 2037: 644.9526; 2038: 637.4901; 2039: 616.0726; 2040: 633.8601; 2041: 615.2137
Solar DEF NEW 4 PTC | Renewable:Solar PV | DEF | DEF | 2026: 40.8428; 2027: 722.991; 2028: 721.0947; 2029: 715.7791; 2030: 712.2003; 2031: 708.6396; 2032: 696.3698; 2033: 691.6803; 2034: 691.7102; 2035: 693.3422; 2036: 653.6884
Solar DEF NEW 6 PTC | Renewable:Solar PV | DEF | DEF | 2033: 122.5285; 2034: 2261.7731; 2035: 4128.4197; 2036: 4135.4775; 2037: 4104.9933; 2038: 4084.4695; 2039: 4064.0476; 2040: 4053.388; 2041: 4023.509
Solar DEF Osc Perry Suw | Renewable:Solar PV | DEF | DEF | 35.4717 | 35.3843 | 35.1178 | 34.9422 | 34.7676 | 34.6819 | 34.406 | 34.1021 | 32.6181 | 29.8235 | 29.6675 | 28.5992 | 28.655 | 30.4139 | 31.1428 | 30.6914 | 29.698 | 30.4694 | 30.0635
Solar DEF Sandy Creek | Renewable:Solar PV | DEF | DEF | 178.2037 | 177.7362 | 176.4261 | 175.544 | 174.6663 | 174.2081 | 172.924 | 172.0593 | 170.9263 | 168.9859 | 146.0593 | 139.0354 | 140.6941 | 150.1503 | 150.8607 | 147.7146 | 143.1711 | 147.6171 | 137.5402
Solar DEF Santa Fe | Renewable:Solar PV | DEF | DEF | 177.0399 | 176.5761 | 175.274 | 174.3976 | 173.5257 | 173.071 | 171.7947 | 170.322 | 161.5164 | 148.5077 | 144.4186 | 137.6465 | 138.8754 | 148.5721 | 149.4685 | 145.4777 | 141.4181 | 146.0327 | 135.3517
Solar DEF St Pete Pier | Renewable:Solar PV | DEF | DEF | 0.71159 | 0.7093 | 0.70348 | 0.70127 | 0.69712 | 0.69498 | 0.69103 | 0.6811 | 0.64377 | 0.59011 | 0.58469 | 0.56322 | 0.56853 | 0.60383 | 0.61332 | 0.60282 | 0.58395 | 0.5984 | 0.56874
Solar DEF Trenton | Renewable:Solar PV | DEF | DEF | 175.9896 | 175.5269 | 174.2342 | 173.363 | 172.4961 | 172.0426 | 170.7109 | 168.9031 | 159.8417 | 146.5809 | 142.0844 | 137.432 | 137.7496 | 147.3804 | 148.5694 | 143.5148 | 139.8571 | 143.7229 | 133.5195
Solar DEF Twin Rivers | Renewable:Solar PV | DEF | DEF | 177.0399 | 176.5761 | 175.274 | 174.3976 | 173.5257 | 173.071 | 171.725 | 170.1005 | 162.4442 | 148.7924 | 145.0463 | 137.9464 | 138.5718 | 148.561 | 150.478 | 146.1921 | 142.2618 | 146.0437 | 135.2174
Solar DEF Winquepin | Renewable:Solar PV | DEF | DEF |  | 176.3742 | 187.195 | 186.259 | 185.3277 | 184.8438 | 183.4791 | 182.5616 | 181.1971 | 181.1746 | 179.8369 | 156.6911 | 154.3997 | 162.4889 | 166.3437 | 166.009 | 159.9838 | 163.0111 | 160.3248
Solar+Storage DEF NEW 1 | Renewable:Solar PV | DEF | DEF | 2039: 23.881; 2040: 432.9881; 2041: 826.5787
Solar+Storage DEF NEW 1 PTC + ITC | Renewable:Solar PV | DEF | DEF | [6 empty] | 25.179 | 470.9275 | 914.6581 | 1313.5034 | 1306.929 | 1301.6163 | 1303.026 | 1306.5719 | 1297.7384 | 1291.2521 | 1260.7737 | 832.2496 | 402.1503
Standby | Demand:Demand Response | DEF | DEF | 0.008465 |  | 0.006911 | 0.020066 | 0.002 | 0.005141 | 0.79616 | 1.0351 | 0.26284 | 0.031948 | 0.43952 | 0.37253 | 0.55512 | 0.3964 | 1.618 | 0.63417 | 0.20369 | 0.029061 | 0.077271
SUWANNEE_P 1 | Gas/Oil:Combustion Turbine | DEF | DEF | 8.4512 | 13.1863 | 11.7574 | 12.0817 | 7.9757 | 9.7573 | 10.9841 | 13.4618 | 10.9111 | 9.1844 | 9.8826 | 4.5428
SUWANNEE_P 2 | Gas/Oil:Combustion Turbine | DEF | DEF | 7.0154 | 9.4156 | 7.7674 | 10.778 | 5.8843 | 9.836 | 10.0663 | 11.5809 | 9.3554 | 9.0771 | 8.5949 | 3.9515
SUWANNEE_P 3 | Gas/Oil:Combustion Turbine | DEF | DEF | 12.5216 | 16.919 | 15.5913 | 17.0254 | 11.771 | 14.9135 | 14.6183 | 15.2313 | 12.0767 | 12.1865 | 11.7588 | 5.3673
Tigerbay 1 | Gas/Oil:Combined Cycle | DEF | DEF | 1182.6779 | 1072.9597 | 1010.7569 | 1182.7106 | 1023.767 | 1113.2041 | 916.691 | 756.1369 | 612.4448 | 567.7968 | 428.7923 | 621.3593 | 71.2264
U OF FL 1 | Gas/Oil:Combustion Turbine | DEF | DEF | 2023: 321.1365; 2024: 322.3729; 2025: 318.9936; 2026: 317.5241; 2027: 266.5297
Voltage Red | Demand:Demand Response | DEF | DEF |  |  | 0.030412 | 0.004166 | 0.00238 | 0.19243 | 0.38966 | 0.061452 | 0.056036 | 0.085368 | 0.001 | 0.025495 | 0.31483 | 0.098543 | 0.35146 | 0.36419 | 0.039325 | 0.016707 | 0.018589
WaterHtr_PP | Demand:Demand Response | DEF | DEF | 1.0415 | 1.1439 | 1.046 | 0.87635 | 0.58955 | 0.76269 | 0.97625 | 1.097 | 0.66157 | 0.6168 | 0.78504 | 0.41367 | 0.36368 | 0.2835 | 1.4643 | 0.2773 | 0.53012 | 0.18929 | 0.20718
Total |  |  |  | 42897.1296 | 44352.3509 | 43743.9706 | 43797.6691 | 43954.2015 | 44266.034 | 44518.5383 | 44870.3519 | 44460.96 | 44964.4912 | 45946.9576 | 47481.656 | 49053.1631 | 50018.1494 | 50646.101 | 51305.367 | 52436.4416 | 53450.7417 | 54061.2178
Group Totals
Resource | Type | BA | Area | 2023 | 2024 | 2025 | 2026 | 2027 | 2028 | 2029 | 2030 | 2031 | 2032 | 2033 | 2034 | 2035 | 2036 | 2037 | 2038 | 2039 | 2040 | 2041
Total | Coal:Conventional | DEF | DEF | 1192.5479 | 1533.1458 | 1573.5894 | 1355.1464 | 1390.1577 | 2090.7 | 1990.4203 | 2793.9668 | 3872.6794 | 3608.7056 | 3648.8566 | 1382.2888
Total | Demand:Demand Response | DEF | DEF | 1.0896 | 1.155 | 1.0895 | 1.229 | 0.66096 | 1.0718 | 3.3154 | 4.1322 | 1.0538 | 0.7525 | 2.3839 | 0.87446 | 1.3126 | 0.77844 | 6.4496 | 1.2777 | 0.77314 | 0.23605 | 0.30404
Total | Gas/Oil:Combined Cycle | DEF | DEF | 35601.3049 | 35697.3656 | 35452.0815 | 35140.5329 | 34756.8851 | 33886.6396 | 33800.8064 | 32430.0419 | 30016.5637 | 29441.4446 | 28951.8288 | 29699.9331 | 29753.0551 | 29937.8935 | 30199.5564 | 28759.2462 | 27630.7654 | 25643.8203 | 24982.144
Total | Gas/Oil:Combustion Turbine | DEF | DEF | 1254.6598 | 1275.9201 | 975.7217 | 797.0746 | 485.4763 | 178.4001 | 201.7769 | 189.9616 | 140.5997 | 127.7681 | 126.1085 | 173.4349 | 198.2391 | 431.9041 | 526.8961 | 317.9682 | 629.171 | 682.3074 | 487.3734
Total | Gas/Oil:Steam Turbine | DEF | DEF | 1653.598 | 1780.3808 | 795.6479 | 1239.7475 | 1204.2482 | 1191.1396 | 844.621 | 730.8594 | 573.9302 | 552.5702 | 491.5997 | 699.5472 | 900.9138 | 938.8434 | 1198.6508 | 771.5171 | 713.9839 | 411.6922 | 371.0359
Total | Nuclear:Nuclear | DEF | DEF | 2038: 2853.267; 2039: 4739.9994; 2040: 7564.0413; 2041: 9489.4002
Total | Renewable:Biomass | DEF | DEF | 640.422 | 648.8988 | 644.6148 | 390.5208 | 390.5208 | 391.3296 | 390.5208 | 390.5153 | 390.5208 | 392.6436 | 390.5208 | 390.5208 | 390.5208 | 393.1956 | 390.5208 | 390.5208 | 390.5208 | 390.5208 | 390.5208
Total | Renewable:Solar PV | DEF | DEF | 2553.5075 | 3415.4847 | 4301.2257 | 4873.4179 | 5639.4939 | 6437.1542 | 7195.1504 | 8237.0156 | 9376.688 | 10619.1839 | 11635.9358 | 13590.0357 | 15441.413 | 15671.6349 | 15674.9348 | 15578.2999 | 15337.9965 | 15510.4092 | 15120.6587
Total | Storage:Battery | DEF | DEF |  |  |  |  | 86.7584 | 89.5992 | 91.9271 | 93.8591 | 88.9244 | 221.4227 | 699.7235 | 1545.021 | 2367.7085 | 2643.8993 | 2649.0924 | 2633.2701 | 2993.2314 | 3247.7143 | 3219.7807

## Max Capacity
Max Capacity (MW)
Base Case
Resource | Type | BA | Area | 2023 | 2024 | 2025 | 2026 | 2027 | 2028 | 2029 | 2030 | 2031 | 2032 | 2033 | 2034 | 2035 | 2036 | 2037 | 2038 | 2039 | 2040 | 2041
AC | Demand:Demand Response | DEF | DEF | 302.3769 | 310.8145 | 320.2163 | 321.0199 | 321.8235 | 322.627 | 323.4306 | 324.2342 | 325.0378 | 325.8414 | 326.6449 | 327.4485 | 328.2521 | 329.0557 | 329.8593 | 330.6628 | 331.4664 | 332.27 | 333.0735
Anclote 1 | Gas/Oil:Steam Turbine | DEF | DEF | 521 | 521 | 521 | 521 | 521 | 521 | 521 | 521 | 521 | 521 | 521 | 521 | 521 | 521 | 521 | 521 | 521 | 521 | 521
Anclote 2 | Gas/Oil:Steam Turbine | DEF | DEF | 514 | 514 | 514 | 514 | 514 | 514 | 514 | 514 | 514 | 514 | 514 | 514 | 514 | 514 | 514 | 514 | 514 | 514 | 514
As Avail | Gas/Oil:Combined Cycle | DEF | DEF | bar: 2023 to 2041
As Avail PCS | Renewable:Biomass | DEF | DEF | 33.7 | 33.7 | 33.7 | 33.7 | 33.7 | 33.7 | 33.7 | 33.7 | 33.7 | 33.7 | 33.7 | 33.7 | 33.7 | 33.7 | 33.7 | 33.7 | 33.7 | 33.7 | 33.7
Bartow CC 1 0 | Gas/Oil:Combined Cycle | DEF | DEF | 1194 | 1294 | 1294 | 1294 | 1294 | 1294 | 1294 | 1294 | 1294 | 1294 | 1294 | 1294 | 1294 | 1294 | 1294 | 1294 | 1294 | 1294 | 1294
Bartow CC 1 PAG | Gas/Oil:Combined Cycle | DEF | DEF | 69 | 69 | 69 | 69 | 69 | 69 | 69 | 69 | 69 | 69 | 69 | 69 | 69 | 69 | 69 | 69 | 69 | 69 | 69
BARTOW_P 1 | Gas/Oil:Combustion Turbine | DEF | DEF | 2023: 50; 2024: 50; 2025: 50; 2026: 50; 2027: 50
BARTOW_P 2 | Gas/Oil:Combustion Turbine | DEF | DEF | 53 | 53 | 53 | 53 | 53 | 53 | 53 | 53 | 53 | 53 | 53 | 53
BARTOW_P 3 | Gas/Oil:Combustion Turbine | DEF | DEF | 2023: 51; 2024: 51; 2025: 51; 2026: 51; 2027: 51
BARTOW_P 4 | Gas/Oil:Combustion Turbine | DEF | DEF | 58 | 58 | 58 | 58 | 58 | 58 | 58 | 58 | 58 | 58 | 58 | 58
Battery 4 Hours | Storage:Battery | DEF | DEF | [7 empty] | 50 | 100 | 250 | 700 | 1300 | 1800 | 1800 | 1800 | 1800 | 2250 | 2250 | 2250
BAYBORO_P 1 | Gas/Oil:Combustion Turbine | DEF | DEF | 2023: 58; 2024: 58; 2025: 58
BAYBORO_P 2 | Gas/Oil:Combustion Turbine | DEF | DEF | 2023: 55; 2024: 55; 2025: 55
BAYBORO_P 3 | Gas/Oil:Combustion Turbine | DEF | DEF | 2023: 57; 2024: 57; 2025: 57
BAYBORO_P 4 | Gas/Oil:Combustion Turbine | DEF | DEF | 2023: 56; 2024: 56; 2025: 56
Citrus CC 1 | Gas/Oil:Combined Cycle | DEF | DEF | 864.2495 | 864.2495 | 886.2495 | 886.2495 | 886.2495 | 886.2495 | 886.2495 | 886.2495 | 886.2495 | 886.2495 | 886.2495 | 886.2495 | 886.2495 | 886.2495 | 886.2495 | 886.2495 | 886.2495 | 886.2495 | 886.2495
Citrus CC 1 Duct | Gas/Oil:Combined Cycle | DEF | DEF | 70.6719 | 70.6719 | 70.6719 | 70.6719 | 70.6719 | 70.6719 | 70.6719 | 70.6719 | 70.6719 | 70.6719 | 70.6719 | 70.6719 | 70.6719 | 70.6719 | 70.6719 | 70.6719 | 70.6719 | 70.6719 | 70.6719
Citrus CC 2 | Gas/Oil:Combined Cycle | DEF | DEF | 868.8851 | 868.8851 | 868.8851 | 890.8851 | 890.8851 | 890.8851 | 890.8851 | 890.8851 | 890.8851 | 890.8851 | 890.8851 | 890.8851 | 890.8851 | 890.8851 | 890.8851 | 890.8851 | 890.8851 | 890.8851 | 890.8851
Citrus CC 2 Duct | Gas/Oil:Combined Cycle | DEF | DEF | 73.176 | 73.176 | 73.176 | 73.176 | 73.176 | 73.176 | 73.176 | 73.176 | 73.176 | 73.176 | 73.176 | 73.176 | 73.176 | 73.176 | 73.176 | 73.176 | 73.176 | 73.176 | 73.176
Crystal 4 | Coal:Conventional | DEF | DEF | 721 | 721 | 721 | 721 | 721 | 721 | 721 | 721 | 721 | 721 | 721 | 721
Crystal 5 | Coal:Conventional | DEF | DEF | 721 | 721 | 721 | 721 | 721 | 721 | 721 | 721 | 721 | 721 | 721 | 721
DEBARY 10 | Gas/Oil:Combustion Turbine | DEF | DEF | 88 | 88 | 88 | 88 | 88 | 88 | 88 | 88 | 88 | 88 | 88 | 88 | 88 | 88
DEBARY 2 | Gas/Oil:Combustion Turbine | DEF | DEF | 2023: 57; 2024: 57; 2025: 57; 2026: 57; 2027: 57
DEBARY 3 | Gas/Oil:Combustion Turbine | DEF | DEF | 2023: 59; 2024: 59; 2025: 59; 2026: 59; 2027: 59
DEBARY 4 | Gas/Oil:Combustion Turbine | DEF | DEF | 2023: 59; 2024: 59; 2025: 59; 2026: 59; 2027: 59
DEBARY 5 | Gas/Oil:Combustion Turbine | DEF | DEF | 2023: 58; 2024: 58; 2025: 58; 2026: 58; 2027: 58
DEBARY 6 | Gas/Oil:Combustion Turbine | DEF | DEF | 2023: 59; 2024: 59; 2025: 59; 2026: 59; 2027: 59
DEBARY 7 | Gas/Oil:Combustion Turbine | DEF | DEF | 93 | 93 | 93 | 93 | 93 | 93 | 93 | 93 | 93 | 93 | 93 | 93 | 93 | 93
DEBARY 8 | Gas/Oil:Combustion Turbine | DEF | DEF | 94 | 94 | 94 | 94 | 94 | 94 | 94 | 94 | 94 | 94 | 94 | 94 | 94 | 94
DEBARY 9 | Gas/Oil:Combustion Turbine | DEF | DEF | 94 | 94 | 94 | 94 | 94 | 94 | 94 | 94 | 94 | 94 | 94 | 94 | 94 | 94
DEF Nuclear GE X300 PTC | Nuclear:Nuclear | DEF | DEF | 2038: 570; 2039: 570; 2040: 1140; 2041: 1140
Gen 190MW CT | Gas/Oil:Combustion Turbine | DEF | DEF | 2034: 1407.6001; 2035: 1407.6001; 2036: 1407.6001; 2037: 1407.6001; 2038: 1407.6001; 2039: 1407.6001; 2040: 1407.6001; 2041: 1407.6001
Gen 190MW CT Ave | Gas/Oil:Combustion Turbine | DEF | DEF | 2039: 234.6; 2040: 234.6; 2041: 234.6
HEAT | Demand:Demand Response | DEF | DEF | 503.5458 | 514.7845 | 527.3594 | 528.1454 | 528.9313 | 529.7172 | 530.5032 | 531.2891 | 532.0751 | 532.861 | 533.6469 | 534.4329 | 535.2188 | 536.0047 | 536.7906 | 537.5765 | 538.3625 | 539.1484 | 539.9343
Hines CC 1 | Gas/Oil:Combined Cycle | DEF | DEF | 521 | 521 | 521 | 521 | 521 | 521 | 521 | 521 | 521 | 521 | 521 | 521 | 521 | 521 | 521 | 521 | 521
Hines CC 2 | Gas/Oil:Combined Cycle | DEF | DEF | 549 | 549 | 614 | 614 | 614 | 614 | 614 | 614 | 614 | 614 | 614 | 614 | 614 | 614 | 614 | 614 | 614 | 614 | 614
Hines CC 3 | Gas/Oil:Combined Cycle | DEF | DEF | 555 | 555 | 555 | 620 | 620 | 620 | 620 | 620 | 620 | 620 | 620 | 620 | 620 | 620 | 620 | 620 | 620 | 620 | 620
Hines CC 4 | Gas/Oil:Combined Cycle | DEF | DEF | 544 | 544 | 544 | 544 | 596 | 596 | 596 | 596 | 596 | 596 | 596 | 596 | 596 | 596 | 596 | 596 | 596 | 596 | 596
INT CITY 1 | Gas/Oil:Combustion Turbine | DEF | DEF | 61 | 61 | 61 | 61 | 61 | 61 | 61 | 61 | 61 | 61 | 61 | 61
INT CITY 10 | Gas/Oil:Combustion Turbine | DEF | DEF | 86 | 86 | 86 | 86 | 86 | 86 | 86 | 86 | 86 | 86 | 86 | 86 | 86 | 86 | 86 | 86
INT CITY 11 | Gas/Oil:Combustion Turbine | DEF | DEF | 161 | 161 | 161 | 161 | 161 | 161 | 161 | 161 | 161 | 161 | 161 | 161 | 161 | 161 | 161 | 161 | 161 | 161 | 161
INT CITY 12 | Gas/Oil:Combustion Turbine | DEF | DEF | 89 | 89 | 89 | 89 | 89 | 89 | 89 | 89 | 89 | 89 | 89 | 89 | 89 | 89 | 89 | 89 | 89 | 89 | 89
INT CITY 13 | Gas/Oil:Combustion Turbine | DEF | DEF | 91 | 91 | 91 | 91 | 91 | 91 | 91 | 91 | 91 | 91 | 91 | 91 | 91 | 91 | 91 | 91 | 91 | 91 | 91
INT CITY 14 | Gas/Oil:Combustion Turbine | DEF | DEF | 90 | 90 | 90 | 90 | 90 | 90 | 90 | 90 | 90 | 90 | 90 | 90 | 90 | 90 | 90 | 90 | 90 | 90 | 90
INT CITY 2 | Gas/Oil:Combustion Turbine | DEF | DEF | 60 | 60 | 60 | 60 | 60 | 60 | 60 | 60 | 60 | 60 | 60 | 60
INT CITY 3 | Gas/Oil:Combustion Turbine | DEF | DEF | 61 | 61 | 61 | 61 | 61 | 61 | 61 | 61 | 61 | 61 | 61 | 61
INT CITY 4 | Gas/Oil:Combustion Turbine | DEF | DEF | 62 | 62 | 62 | 62 | 62 | 62 | 62 | 62 | 62 | 62 | 62 | 62
INT CITY 5 | Gas/Oil:Combustion Turbine | DEF | DEF | 59 | 59 | 59 | 59 | 59 | 59 | 59 | 59 | 59 | 59 | 59 | 59
INT CITY 6 | Gas/Oil:Combustion Turbine | DEF | DEF | 60 | 60 | 60 | 60 | 60 | 60 | 60 | 60 | 60 | 60 | 60 | 60
INT CITY 7 | Gas/Oil:Combustion Turbine | DEF | DEF | 90 | 90 | 90 | 90 | 90 | 90 | 90 | 90 | 90 | 90 | 90 | 90 | 90 | 90 | 90 | 90
INT CITY 8 | Gas/Oil:Combustion Turbine | DEF | DEF | 88 | 88 | 88 | 88 | 88 | 88 | 88 | 88 | 88 | 88 | 88 | 88 | 88 | 88 | 88 | 88
INT CITY 9 | Gas/Oil:Combustion Turbine | DEF | DEF | 88 | 88 | 88 | 88 | 88 | 88 | 88 | 88 | 88 | 88 | 88 | 88 | 88 | 88 | 88 | 88
INTER | Demand:Demand Response | DEF | DEF | 352.0957 | 352.0957 | 352.0957 | 352.0957 | 352.0957 | 352.0957 | 352.0957 | 352.0957 | 352.0957 | 352.0957 | 352.0957 | 352.0957 | 352.0957 | 352.0957 | 352.0957 | 352.0957 | 352.0957 | 352.0957 | 352.0957
Mulberry | Gas/Oil:Combined Cycle | DEF | DEF | 2023: 115; 2024: 115
NSG Vand CT 1 | Gas/Oil:Combustion Turbine | DEF | DEF | 2023: 176.3155; 2024: 176.3155; 2025: 176.3155; 2026: 176.3155; 2027: 176.3155
NSG Vand CT 2 | Gas/Oil:Combustion Turbine | DEF | DEF | 2023: 176.3155; 2024: 176.3155; 2025: 176.3155; 2026: 176.3155; 2027: 176.3155
NSG Vand CT 3 | Gas/Oil:Combustion Turbine | DEF | DEF | 2023: 176.3155; 2024: 176.3155; 2025: 176.3155; 2026: 176.3155; 2027: 176.3155
NSG Vand CT 4 | Gas/Oil:Combustion Turbine | DEF | DEF | 2023: 176.3155; 2024: 176.3155; 2025: 176.3155; 2026: 176.3155; 2027: 176.3155
Orange Cogen | Gas/Oil:Combined Cycle | DEF | DEF | 2023: 104; 2024: 104; 2025: 104
Orlando Cogen | Gas/Oil:Combined Cycle | DEF | DEF | 2023: 115
Osprey 1 0 | Gas/Oil:Combined Cycle | DEF | DEF | 2023: 245; 2024: 245
Osprey 1 1 | Gas/Oil:Combined Cycle | DEF | DEF | 2023: 386.0266; 2024: 386.0266
Osprey 1 2 | Gas/Oil:Combined Cycle | DEF | DEF | 2023: 67.5279; 2024: 53.216
OspreyAcq | Gas/Oil:Combined Cycle | DEF | DEF |  | 631 | 631 | 631 | 631 | 631 | 631 | 631 | 631 | 631 | 631 | 631 | 631 | 631 | 631 | 631 | 631 | 631 | 631
OspreyAcqDF | Gas/Oil:Combined Cycle | DEF | DEF |  | 44.2301 | 53.216 | 53.216 | 53.216 | 53.216 | 53.216 | 53.216 | 53.216 | 53.216 | 53.216 | 53.216 | 53.216 | 53.216 | 53.216 | 53.216 | 53.216 | 53.216 | 53.216
Pasco County | Renewable:Biomass | DEF | DEF | 23 | 23 | 23 | 23 | 23 | 23 | 23 | 23 | 23 | 23 | 23 | 23 | 23 | 23 | 23 | 23 | 23 | 23 | 23
Pinellas County | Renewable:Biomass | DEF | DEF | 54.75 | 54.75 | 54.75 | 54.75 | 54.75 | 54.75 | 54.75 | 54.75 | 54.75 | 54.75 | 54.75 | 54.75 | 54.75 | 54.75 | 54.75 | 54.75 | 54.75 | 54.75 | 54.75
Shady Hills 1 | Gas/Oil:Combustion Turbine | DEF | DEF | 2023: 174.3842; 2024: 174.3842
Shady Hills 2 | Gas/Oil:Combustion Turbine | DEF | DEF | 2023: 174.3842; 2024: 174.3842
Shady Hills 3 | Gas/Oil:Combustion Turbine | DEF | DEF | 2023: 174.3842; 2024: 174.3842
Solar 3rdParty Block 1 | Renewable:Solar PV | DEF | DEF |  | 60 | 60 | 134.402 | 134.402 | 208.061 | 208.061 | 280.985 | 280.985 | 279.581 | 278.183 | 276.792 | 275.408 | 274.031 | 272.661 | 271.297 | 269.941 | 268.591 | 267.248
Solar 3rdParty Block 2 | Renewable:Solar PV | DEF | DEF | 2032: 75; 2033: 75; 2034: 149.252; 2035: 149.252; 2036: 222.763; 2037: 222.763; 2038: 295.541; 2039: 295.541; 2040: 294.063; 2041: 292.593
Solar 3rdParty Block 3 | Renewable:Solar PV | DEF | DEF | 2040: 75; 2041: 75
Solar DEF Bay Ranch | Renewable:Solar PV | DEF | DEF | 74.9 | 74.9 | 74.5255 | 74.1529 | 73.7821 | 73.4132 | 73.0461 | 72.6809 | 72.3175 | 71.9559 | 71.5961 | 71.2382 | 70.882 | 70.5276 | 70.1749 | 69.824 | 69.4749 | 69.1275 | 68.7819
Solar DEF Bay Trail | Renewable:Solar PV | DEF | DEF | 74.9 | 74.5255 | 74.1529 | 73.7821 | 73.4132 | 73.0461 | 72.6809 | 72.3175 | 71.9559 | 71.5961 | 71.2382 | 70.882 | 70.5276 | 70.1749 | 69.824 | 69.4749 | 69.1275 | 68.7819 | 68.438
Solar DEF Charlie Creek | Renewable:Solar PV | DEF | DEF | 74.9 | 74.5255 | 74.1529 | 73.7821 | 73.4132 | 73.0461 | 72.6809 | 72.3175 | 71.9559 | 71.5961 | 71.2382 | 70.882 | 70.5276 | 70.1749 | 69.824 | 69.4749 | 69.1275 | 68.7819 | 68.438
Solar DEF Columbia | Renewable:Solar PV | DEF | DEF | 74.1529 | 73.7821 | 73.4132 | 73.0461 | 72.6809 | 72.3175 | 71.9559 | 71.5961 | 71.2382 | 70.882 | 70.5276 | 70.1749 | 69.824 | 69.4749 | 69.1275 | 68.7819 | 68.438 | 68.0958 | 67.7553
Solar DEF County Line | Renewable:Solar PV | DEF | DEF |  |  | 74.9 | 74.9 | 74.5255 | 74.1529 | 73.7821 | 73.4132 | 73.0461 | 72.6809 | 72.3175 | 71.9559 | 71.5961 | 71.2382 | 70.882 | 70.5276 | 70.1749 | 69.824 | 69.4749
Solar DEF Debary | Renewable:Solar PV | DEF | DEF | 73.7569 | 73.3881 | 73.0211 | 72.656 | 72.2928 | 71.9313 | 71.5716 | 71.2138 | 70.8577 | 70.5034 | 70.1509 | 69.8001 | 69.4511 | 69.1039 | 68.7584 | 68.4146 | 68.0725 | 67.7322 | 67.3935
Solar DEF Duette | Renewable:Solar PV | DEF | DEF | 74.1275 | 73.7569 | 73.3881 | 73.0211 | 72.656 | 72.2928 | 71.9313 | 71.5716 | 71.2138 | 70.8577 | 70.5034 | 70.1509 | 69.8001 | 69.4511 | 69.1039 | 68.7584 | 68.4146 | 68.0725 | 67.7322
Solar DEF Falmouth | Renewable:Solar PV | DEF | DEF |  | 74.9 | 74.9 | 74.5255 | 74.1529 | 73.7821 | 73.4132 | 73.0461 | 72.6809 | 72.3175 | 71.9559 | 71.5961 | 71.2382 | 70.882 | 70.5276 | 70.1749 | 69.824 | 69.4749 | 69.1275
Solar DEF Fort Green | Renewable:Solar PV | DEF | DEF | 74.9 | 74.5255 | 74.1529 | 73.7821 | 73.4132 | 73.0461 | 72.6809 | 72.3175 | 71.9559 | 71.5961 | 71.2382 | 70.882 | 70.5276 | 70.1749 | 69.824 | 69.4749 | 69.1275 | 68.7819 | 68.438
Solar DEF Hamilton | Renewable:Solar PV | DEF | DEF | 73.4132 | 73.0461 | 72.6809 | 72.3175 | 71.9559 | 71.5961 | 71.2382 | 70.882 | 70.5276 | 70.1749 | 69.824 | 69.4749 | 69.1275 | 68.7819 | 68.438 | 68.0958 | 67.7553 | 67.4166 | 67.0795
Solar DEF Hardeetown | Renewable:Solar PV | DEF | DEF | 74.9 | 74.9 | 74.5255 | 74.1529 | 73.7821 | 73.4132 | 73.0461 | 72.6809 | 72.3175 | 71.9559 | 71.5961 | 71.2382 | 70.882 | 70.5276 | 70.1749 | 69.824 | 69.4749 | 69.1275 | 68.7819
Solar DEF High Spring | Renewable:Solar PV | DEF | DEF | 74.9 | 74.9 | 74.5255 | 74.1529 | 73.7821 | 73.4132 | 73.0461 | 72.6809 | 72.3175 | 71.9559 | 71.5961 | 71.2382 | 70.882 | 70.5276 | 70.1749 | 69.824 | 69.4749 | 69.1275 | 68.7819
Solar DEF Hildreth | Renewable:Solar PV | DEF | DEF | 74.9 | 74.9 | 74.5255 | 74.1529 | 73.7821 | 73.4132 | 73.0461 | 72.6809 | 72.3175 | 71.9559 | 71.5961 | 71.2382 | 70.882 | 70.5276 | 70.1749 | 69.824 | 69.4749 | 69.1275 | 68.7819
Solar DEF Lake Placid | Renewable:Solar PV | DEF | DEF | 44.3284 | 44.1067 | 43.8862 | 43.6668 | 43.4484 | 43.2312 | 43.015 | 42.8 | 42.586 | 42.373 | 42.1612 | 41.9504 | 41.7406 | 41.5319 | 41.3242 | 41.1176 | 40.912 | 40.7075 | 40.5039
Solar DEF Mule Creek | Renewable:Solar PV | DEF | DEF |  | 74.9 | 74.9 | 74.5255 | 74.1529 | 73.7821 | 73.4132 | 73.0461 | 72.6809 | 72.3175 | 71.9559 | 71.5961 | 71.2382 | 70.882 | 70.5276 | 70.1749 | 69.824 | 69.4749 | 69.1275
Solar DEF NEW 1 | Renewable:Solar PV | DEF | DEF | 2035: 142.4763; 2036: 141.7639; 2037: 141.0551; 2038: 140.3498; 2039: 139.6481; 2040: 138.9498; 2041: 138.2551
Solar DEF NEW 1 PTC | Renewable:Solar PV | DEF | DEF | 2025: 149.8; 2026: 149.051; 2027: 148.3057; 2028: 147.5642; 2029: 146.8265; 2030: 146.0923; 2031: 145.3619; 2032: 144.635; 2033: 143.9118; 2034: 143.1923
Solar DEF NEW 2 | Renewable:Solar PV | DEF | DEF | 2035: 284.9526; 2036: 284.9526; 2037: 283.5278; 2038: 282.1102; 2039: 280.6996; 2040: 279.2961; 2041: 277.8997
Solar DEF NEW 2 PTC | Renewable:Solar PV | DEF | DEF | 2025: 299.6; 2026: 299.6; 2027: 298.102; 2028: 296.6115; 2029: 295.1285; 2030: 293.653; 2031: 292.1846; 2032: 290.7238; 2033: 289.2701; 2034: 287.8236; 2035: 286.3846
Solar DEF NEW 3 | Renewable:Solar PV | DEF | DEF | 2037: 284.9526; 2038: 568.4804; 2039: 779.3524; 2040: 1060.4083; 2041: 1411.2972
Solar DEF NEW 3 PTC | Renewable:Solar PV | DEF | DEF |  |  |  |  | 299.6 | 597.702 | 819.4135 | 1114.9164 | 1483.842 | 1925.8229 | 1925.8229 | 1916.1937 | 1906.6128 | 1897.0798 | 1887.5944 | 1593.2036 | 1300.2849 | 1080.0688 | 789.7158
Solar DEF NEW 4 | Renewable:Solar PV | DEF | DEF | 2036: 284.9526; 2037: 284.9526; 2038: 283.5278; 2039: 282.1102; 2040: 280.6996; 2041: 279.2961
Solar DEF NEW 4 PTC | Renewable:Solar PV | DEF | DEF | 2026: 299.6; 2027: 299.6; 2028: 298.102; 2029: 296.6115; 2030: 295.1285; 2031: 293.653; 2032: 292.1846; 2033: 290.7238; 2034: 289.2701; 2035: 287.8236; 2036: 286.3846
Solar DEF NEW 6 PTC | Renewable:Solar PV | DEF | DEF | 2033: 898.8; 2034: 1718.2061; 2035: 1718.2061; 2036: 1709.615; 2037: 1701.067; 2038: 1692.562; 2039: 1684.0995; 2040: 1675.679; 2041: 1667.3007
Solar DEF Osc Perry Suw | Renewable:Solar PV | DEF | DEF | 17.219 | 17.1329 | 17.0472 | 16.962 | 16.8772 | 16.7928 | 16.7088 | 16.6253 | 16.5422 | 16.4595 | 16.3772 | 16.2953 | 16.2138 | 16.1327 | 16.0521 | 15.9718 | 15.8919 | 15.8125 | 15.7334
Solar DEF Sandy Creek | Renewable:Solar PV | DEF | DEF | 74.9 | 74.5255 | 74.1529 | 73.7821 | 73.4132 | 73.0461 | 72.6809 | 72.3175 | 71.9559 | 71.5961 | 71.2382 | 70.882 | 70.5276 | 70.1749 | 69.824 | 69.4749 | 69.1275 | 68.7819 | 68.438
Solar DEF Santa Fe | Renewable:Solar PV | DEF | DEF | 74.5255 | 74.1529 | 73.7821 | 73.4132 | 73.0461 | 72.6809 | 72.3175 | 71.9559 | 71.5961 | 71.2382 | 70.882 | 70.5276 | 70.1749 | 69.824 | 69.4749 | 69.1275 | 68.7819 | 68.438 | 68.0958
Solar DEF St Pete Pier | Renewable:Solar PV | DEF | DEF | 0.345 | 0.343 | 0.341 | 0.34 | 0.338 | 0.336 | 0.335 | 0.333 | 0.331 | 0.33 | 0.328 | 0.326 | 0.325 | 0.323 | 0.321 | 0.32 | 0.318 | 0.317 | 0.315
Solar DEF Trenton | Renewable:Solar PV | DEF | DEF | 73.7821 | 73.4132 | 73.0461 | 72.6809 | 72.3175 | 71.9559 | 71.5961 | 71.2382 | 70.882 | 70.5276 | 70.1749 | 69.824 | 69.4749 | 69.1275 | 68.7819 | 68.438 | 68.0958 | 67.7553 | 67.4166
Solar DEF Twin Rivers | Renewable:Solar PV | DEF | DEF | 74.5255 | 74.1529 | 73.7821 | 73.4132 | 73.0461 | 72.6809 | 72.3175 | 71.9559 | 71.5961 | 71.2382 | 70.882 | 70.5276 | 70.1749 | 69.824 | 69.4749 | 69.1275 | 68.7819 | 68.438 | 68.0958
Solar DEF Winquepin | Renewable:Solar PV | DEF | DEF |  | 74.9 | 74.9 | 74.5255 | 74.1529 | 73.7821 | 73.4132 | 73.0461 | 72.6809 | 72.3175 | 71.9559 | 71.5961 | 71.2382 | 70.882 | 70.5276 | 70.1749 | 69.824 | 69.4749 | 69.1275
Solar+Storage DEF NEW 1 | Renewable:Solar PV | DEF | DEF | 2039: 142.4763; 2040: 284.2402; 2041: 425.2953
Solar+Storage DEF NEW 1 PTC + ITC | Renewable:Solar PV | DEF | DEF | [6 empty] | 149.8 | 298.851 | 447.1567 | 447.1567 | 444.921 | 442.6964 | 440.483 | 438.2806 | 436.0892 | 433.9087 | 431.7391 | 287.1041 | 143.1923
Standby | Demand:Demand Response | DEF | DEF | 88.4237 | 91.6294 | 94.8351 | 98.0408 | 101.2465 | 104.4522 | 107.6578 | 110.8635 | 114.0692 | 117.2749 | 120.4806 | 123.6863 | 126.892 | 130.0977 | 133.3034 | 136.5091 | 139.7148 | 142.9205 | 146.1262
SUWANNEE_P 1 | Gas/Oil:Combustion Turbine | DEF | DEF | 65 | 65 | 65 | 65 | 65 | 65 | 65 | 65 | 65 | 65 | 65 | 65
SUWANNEE_P 2 | Gas/Oil:Combustion Turbine | DEF | DEF | 64 | 64 | 64 | 64 | 64 | 64 | 64 | 64 | 64 | 64 | 64 | 64
SUWANNEE_P 3 | Gas/Oil:Combustion Turbine | DEF | DEF | 65 | 65 | 65 | 65 | 65 | 65 | 65 | 65 | 65 | 65 | 65 | 65
Tigerbay 1 | Gas/Oil:Combined Cycle | DEF | DEF | 230 | 230 | 252 | 252 | 252 | 252 | 252 | 252 | 252 | 252 | 252 | 252 | 252
U OF FL 1 | Gas/Oil:Combustion Turbine | DEF | DEF | 2023: 50; 2024: 50; 2025: 50; 2026: 50; 2027: 50
Voltage Red | Demand:Demand Response | DEF | DEF | 99.6383 | 113.0739 | 113.2087 | 113.5878 | 113.9534 | 114.3141 | 115.213 | 116.3921 | 117.7839 | 119.4563 | 121.066 | 123.0474 | 125.2135 | 123.3286 | 125.629 | 128.0891 | 130.6035 | 133.125 | 132.7714
WaterHtr_PP | Demand:Demand Response | DEF | DEF | 137.1542 | 140.2154 | 143.6405 | 143.8546 | 144.0687 | 144.2827 | 144.4968 | 144.7109 | 144.925 | 145.139 | 145.3531 | 145.5672 | 145.7812 | 145.9953 | 146.2094 | 146.4234 | 146.6375 | 146.8516 | 147.0656
Total |  |  |  | 15541.0121 | 16506.6101 | 15849.3679 | 15978.0411 | 16325.4638 | 15543.3302 | 15909.8034 | 16472.5772 | 17035.3715 | 17696.8469 | 19037.9019 | 21922.2294 | 20580.5567 | 20372.9186 | 19979.116 | 20595.9871 | 20974.1401 | 21142.0318 | 21182.8667
Group Totals
Resource | Type | BA | Area | 2023 | 2024 | 2025 | 2026 | 2027 | 2028 | 2029 | 2030 | 2031 | 2032 | 2033 | 2034 | 2035 | 2036 | 2037 | 2038 | 2039 | 2040 | 2041
Total | Coal:Conventional | DEF | DEF | 1442 | 1442 | 1442 | 1442 | 1442 | 1442 | 1442 | 1442 | 1442 | 1442 | 1442 | 1442
Total | Demand:Demand Response | DEF | DEF | 1483.2346 | 1522.6134 | 1551.3557 | 1556.7442 | 1562.1191 | 1567.4889 | 1573.3971 | 1579.5855 | 1585.9867 | 1592.6683 | 1599.2872 | 1606.278 | 1613.4533 | 1616.5777 | 1623.8874 | 1631.3566 | 1638.8804 | 1646.4112 | 1651.0667
Total | Gas/Oil:Combined Cycle | DEF | DEF | 6572.537 | 7218.4553 | 6537.1985 | 6520.1985 | 6572.1985 | 6572.1985 | 6572.1985 | 6572.1985 | 6572.1985 | 6572.1985 | 6572.1985 | 6572.1985 | 6572.1985 | 6320.1985 | 6320.1985 | 6320.1985 | 6320.1985 | 5799.1985 | 5799.1985
Total | Gas/Oil:Combustion Turbine | DEF | DEF | 3717.4146 | 3717.4146 | 3194.262 | 2968.262 | 2968.262 | 1820 | 1820 | 1820 | 1820 | 1820 | 1820 | 3227.6001 | 2559.6001 | 2559.6001 | 2190.6001 | 2190.6001 | 2073.2001 | 2073.2001 | 2073.2001
Total | Gas/Oil:Steam Turbine | DEF | DEF | 1035 | 1035 | 1035 | 1035 | 1035 | 1035 | 1035 | 1035 | 1035 | 1035 | 1035 | 1035 | 1035 | 1035 | 1035 | 1035 | 1035 | 1035 | 1035
Total | Nuclear:Nuclear | DEF | DEF | 2038: 570; 2039: 570; 2040: 1140; 2041: 1140
Total | Renewable:Biomass | DEF | DEF | 111.45 | 111.45 | 111.45 | 111.45 | 111.45 | 111.45 | 111.45 | 111.45 | 111.45 | 111.45 | 111.45 | 111.45 | 111.45 | 111.45 | 111.45 | 111.45 | 111.45 | 111.45 | 111.45
Total | Renewable:Solar PV | DEF | DEF | 1179.3759 | 1459.6768 | 1978.1017 | 2344.3864 | 2634.4342 | 2995.1927 | 3355.7579 | 3862.3431 | 4368.7363 | 4873.53 | 5757.9661 | 6627.7028 | 6888.8547 | 6930.0923 | 6897.98 | 6937.3819 | 6975.4111 | 7086.772 | 7122.9514
Total | Storage:Battery | DEF | DEF | [7 empty] | 50 | 100 | 250 | 700 | 1300 | 1800 | 1800 | 1800 | 1800 | 2250 | 2250 | 2250
Battery Case
Resource | Type | BA | Area | 2023 | 2024 | 2025 | 2026 | 2027 | 2028 | 2029 | 2030 | 2031 | 2032 | 2033 | 2034 | 2035 | 2036 | 2037 | 2038 | 2039 | 2040 | 2041
AC | Demand:Demand Response | DEF | DEF | 302.3769 | 310.8145 | 320.2163 | 321.0199 | 321.8235 | 322.627 | 323.4306 | 324.2342 | 325.0378 | 325.8414 | 326.6449 | 327.4485 | 328.2521 | 329.0557 | 329.8593 | 330.6628 | 331.4664 | 332.27 | 333.0735
Anclote 1 | Gas/Oil:Steam Turbine | DEF | DEF | 521 | 521 | 521 | 521 | 521 | 521 | 521 | 521 | 521 | 521 | 521 | 521 | 521 | 521 | 521 | 521 | 521 | 521 | 521
Anclote 2 | Gas/Oil:Steam Turbine | DEF | DEF | 514 | 514 | 514 | 514 | 514 | 514 | 514 | 514 | 514 | 514 | 514 | 514 | 514 | 514 | 514 | 514 | 514 | 514 | 514
As Avail | Gas/Oil:Combined Cycle | DEF | DEF | bar: 2023 to 2041
As Avail PCS | Renewable:Biomass | DEF | DEF | 33.7 | 33.7 | 33.7 | 33.7 | 33.7 | 33.7 | 33.7 | 33.7 | 33.7 | 33.7 | 33.7 | 33.7 | 33.7 | 33.7 | 33.7 | 33.7 | 33.7 | 33.7 | 33.7
Bartow CC 1 0 | Gas/Oil:Combined Cycle | DEF | DEF | 1194 | 1294 | 1294 | 1294 | 1294 | 1294 | 1294 | 1294 | 1294 | 1294 | 1294 | 1294 | 1294 | 1294 | 1294 | 1294 | 1294 | 1294 | 1294
Bartow CC 1 PAG | Gas/Oil:Combined Cycle | DEF | DEF | 69 | 69 | 69 | 69 | 69 | 69 | 69 | 69 | 69 | 69 | 69 | 69 | 69 | 69 | 69 | 69 | 69 | 69 | 69
BARTOW_P 1 | Gas/Oil:Combustion Turbine | DEF | DEF | 2023: 50; 2024: 50; 2025: 50; 2026: 50; 2027: 50
BARTOW_P 2 | Gas/Oil:Combustion Turbine | DEF | DEF | 53 | 53 | 53 | 53 | 53 | 53 | 53 | 53 | 53 | 53 | 53 | 53
BARTOW_P 3 | Gas/Oil:Combustion Turbine | DEF | DEF | 2023: 51; 2024: 51; 2025: 51; 2026: 51; 2027: 51
BARTOW_P 4 | Gas/Oil:Combustion Turbine | DEF | DEF | 58 | 58 | 58 | 58 | 58 | 58 | 58 | 58 | 58 | 58 | 58 | 58
Battery 2 Hours | Storage:Battery | DEF | DEF |  |  |  |  | 100 | 100 | 100 | 100 | 100 | 100 | 100 | 100 | 100 | 100 | 100 | 100 | 100 | 100 | 100
Battery 4 Hours | Storage:Battery | DEF | DEF | 2032: 150; 2033: 600; 2034: 1200; 2035: 1700; 2036: 1700; 2037: 1700; 2038: 1700; 2039: 2150; 2040: 2150; 2041: 2150
BAYBORO_P 1 | Gas/Oil:Combustion Turbine | DEF | DEF | 2023: 58; 2024: 58; 2025: 58
BAYBORO_P 2 | Gas/Oil:Combustion Turbine | DEF | DEF | 2023: 55; 2024: 55; 2025: 55
BAYBORO_P 3 | Gas/Oil:Combustion Turbine | DEF | DEF | 2023: 57; 2024: 57; 2025: 57
BAYBORO_P 4 | Gas/Oil:Combustion Turbine | DEF | DEF | 2023: 56; 2024: 56; 2025: 56
Citrus CC 1 | Gas/Oil:Combined Cycle | DEF | DEF | 864.2495 | 864.2495 | 886.2495 | 886.2495 | 886.2495 | 886.2495 | 886.2495 | 886.2495 | 886.2495 | 886.2495 | 886.2495 | 886.2495 | 886.2495 | 886.2495 | 886.2495 | 886.2495 | 886.2495 | 886.2495 | 886.2495
Citrus CC 1 Duct | Gas/Oil:Combined Cycle | DEF | DEF | 70.6719 | 70.6719 | 70.6719 | 70.6719 | 70.6719 | 70.6719 | 70.6719 | 70.6719 | 70.6719 | 70.6719 | 70.6719 | 70.6719 | 70.6719 | 70.6719 | 70.6719 | 70.6719 | 70.6719 | 70.6719 | 70.6719
Citrus CC 2 | Gas/Oil:Combined Cycle | DEF | DEF | 868.8851 | 868.8851 | 868.8851 | 890.8851 | 890.8851 | 890.8851 | 890.8851 | 890.8851 | 890.8851 | 890.8851 | 890.8851 | 890.8851 | 890.8851 | 890.8851 | 890.8851 | 890.8851 | 890.8851 | 890.8851 | 890.8851
Citrus CC 2 Duct | Gas/Oil:Combined Cycle | DEF | DEF | 73.176 | 73.176 | 73.176 | 73.176 | 73.176 | 73.176 | 73.176 | 73.176 | 73.176 | 73.176 | 73.176 | 73.176 | 73.176 | 73.176 | 73.176 | 73.176 | 73.176 | 73.176 | 73.176
Crystal 4 | Coal:Conventional | DEF | DEF | 721 | 721 | 721 | 721 | 721 | 721 | 721 | 721 | 721 | 721 | 721 | 721
Crystal 5 | Coal:Conventional | DEF | DEF | 721 | 721 | 721 | 721 | 721 | 721 | 721 | 721 | 721 | 721 | 721 | 721
DEBARY 10 | Gas/Oil:Combustion Turbine | DEF | DEF | 88 | 88 | 88 | 88 | 88 | 88 | 88 | 88 | 88 | 88 | 88 | 88 | 88 | 88
DEBARY 2 | Gas/Oil:Combustion Turbine | DEF | DEF | 2023: 57; 2024: 57; 2025: 57; 2026: 57; 2027: 57
DEBARY 3 | Gas/Oil:Combustion Turbine | DEF | DEF | 2023: 59; 2024: 59; 2025: 59; 2026: 59; 2027: 59
DEBARY 4 | Gas/Oil:Combustion Turbine | DEF | DEF | 2023: 59; 2024: 59; 2025: 59; 2026: 59; 2027: 59
DEBARY 5 | Gas/Oil:Combustion Turbine | DEF | DEF | 2023: 58; 2024: 58; 2025: 58; 2026: 58; 2027: 58
DEBARY 6 | Gas/Oil:Combustion Turbine | DEF | DEF | 2023: 59; 2024: 59; 2025: 59; 2026: 59; 2027: 59
DEBARY 7 | Gas/Oil:Combustion Turbine | DEF | DEF | 93 | 93 | 93 | 93 | 93 | 93 | 93 | 93 | 93 | 93 | 93 | 93 | 93 | 93
DEBARY 8 | Gas/Oil:Combustion Turbine | DEF | DEF | 94 | 94 | 94 | 94 | 94 | 94 | 94 | 94 | 94 | 94 | 94 | 94 | 94 | 94
DEBARY 9 | Gas/Oil:Combustion Turbine | DEF | DEF | 94 | 94 | 94 | 94 | 94 | 94 | 94 | 94 | 94 | 94 | 94 | 94 | 94 | 94
DEF Nuclear GE X300 PTC | Nuclear:Nuclear | DEF | DEF | 2038: 570; 2039: 570; 2040: 1140; 2041: 1140
Gen 190MW CT | Gas/Oil:Combustion Turbine | DEF | DEF | 2034: 1407.6001; 2035: 1407.6001; 2036: 1407.6001; 2037: 1407.6001; 2038: 1407.6001; 2039: 1407.6001; 2040: 1407.6001; 2041: 1407.6001
Gen 190MW CT Ave | Gas/Oil:Combustion Turbine | DEF | DEF | 2039: 234.6; 2040: 234.6; 2041: 234.6
HEAT | Demand:Demand Response | DEF | DEF | 503.5458 | 514.7845 | 527.3594 | 528.1454 | 528.9313 | 529.7172 | 530.5032 | 531.2891 | 532.0751 | 532.861 | 533.6469 | 534.4329 | 535.2188 | 536.0047 | 536.7906 | 537.5765 | 538.3625 | 539.1484 | 539.9343
Hines CC 1 | Gas/Oil:Combined Cycle | DEF | DEF | 521 | 521 | 521 | 521 | 521 | 521 | 521 | 521 | 521 | 521 | 521 | 521 | 521 | 521 | 521 | 521 | 521
Hines CC 2 | Gas/Oil:Combined Cycle | DEF | DEF | 549 | 549 | 614 | 614 | 614 | 614 | 614 | 614 | 614 | 614 | 614 | 614 | 614 | 614 | 614 | 614 | 614 | 614 | 614
Hines CC 3 | Gas/Oil:Combined Cycle | DEF | DEF | 555 | 555 | 555 | 620 | 620 | 620 | 620 | 620 | 620 | 620 | 620 | 620 | 620 | 620 | 620 | 620 | 620 | 620 | 620
Hines CC 4 | Gas/Oil:Combined Cycle | DEF | DEF | 544 | 544 | 544 | 544 | 596 | 596 | 596 | 596 | 596 | 596 | 596 | 596 | 596 | 596 | 596 | 596 | 596 | 596 | 596
INT CITY 1 | Gas/Oil:Combustion Turbine | DEF | DEF | 61 | 61 | 61 | 61 | 61 | 61 | 61 | 61 | 61 | 61 | 61 | 61
INT CITY 10 | Gas/Oil:Combustion Turbine | DEF | DEF | 86 | 86 | 86 | 86 | 86 | 86 | 86 | 86 | 86 | 86 | 86 | 86 | 86 | 86 | 86 | 86
INT CITY 11 | Gas/Oil:Combustion Turbine | DEF | DEF | 161 | 161 | 161 | 161 | 161 | 161 | 161 | 161 | 161 | 161 | 161 | 161 | 161 | 161 | 161 | 161 | 161 | 161 | 161
INT CITY 12 | Gas/Oil:Combustion Turbine | DEF | DEF | 89 | 89 | 89 | 89 | 89 | 89 | 89 | 89 | 89 | 89 | 89 | 89 | 89 | 89 | 89 | 89 | 89 | 89 | 89
INT CITY 13 | Gas/Oil:Combustion Turbine | DEF | DEF | 91 | 91 | 91 | 91 | 91 | 91 | 91 | 91 | 91 | 91 | 91 | 91 | 91 | 91 | 91 | 91 | 91 | 91 | 91
INT CITY 14 | Gas/Oil:Combustion Turbine | DEF | DEF | 90 | 90 | 90 | 90 | 90 | 90 | 90 | 90 | 90 | 90 | 90 | 90 | 90 | 90 | 90 | 90 | 90 | 90 | 90
INT CITY 2 | Gas/Oil:Combustion Turbine | DEF | DEF | 60 | 60 | 60 | 60 | 60 | 60 | 60 | 60 | 60 | 60 | 60 | 60
INT CITY 3 | Gas/Oil:Combustion Turbine | DEF | DEF | 61 | 61 | 61 | 61 | 61 | 61 | 61 | 61 | 61 | 61 | 61 | 61
INT CITY 4 | Gas/Oil:Combustion Turbine | DEF | DEF | 62 | 62 | 62 | 62 | 62 | 62 | 62 | 62 | 62 | 62 | 62 | 62
INT CITY 5 | Gas/Oil:Combustion Turbine | DEF | DEF | 59 | 59 | 59 | 59 | 59 | 59 | 59 | 59 | 59 | 59 | 59 | 59
INT CITY 6 | Gas/Oil:Combustion Turbine | DEF | DEF | 60 | 60 | 60 | 60 | 60 | 60 | 60 | 60 | 60 | 60 | 60 | 60
INT CITY 7 | Gas/Oil:Combustion Turbine | DEF | DEF | 90 | 90 | 90 | 90 | 90 | 90 | 90 | 90 | 90 | 90 | 90 | 90 | 90 | 90 | 90 | 90
INT CITY 8 | Gas/Oil:Combustion Turbine | DEF | DEF | 88 | 88 | 88 | 88 | 88 | 88 | 88 | 88 | 88 | 88 | 88 | 88 | 88 | 88 | 88 | 88
INT CITY 9 | Gas/Oil:Combustion Turbine | DEF | DEF | 88 | 88 | 88 | 88 | 88 | 88 | 88 | 88 | 88 | 88 | 88 | 88 | 88 | 88 | 88 | 88
INTER | Demand:Demand Response | DEF | DEF | 352.0957 | 352.0957 | 352.0957 | 352.0957 | 352.0957 | 352.0957 | 352.0957 | 352.0957 | 352.0957 | 352.0957 | 352.0957 | 352.0957 | 352.0957 | 352.0957 | 352.0957 | 352.0957 | 352.0957 | 352.0957 | 352.0957
Mulberry | Gas/Oil:Combined Cycle | DEF | DEF | 2023: 115; 2024: 115
NSG Vand CT 1 | Gas/Oil:Combustion Turbine | DEF | DEF | 2023: 176.3155; 2024: 176.3155; 2025: 176.3155; 2026: 176.3155; 2027: 176.3155
NSG Vand CT 2 | Gas/Oil:Combustion Turbine | DEF | DEF | 2023: 176.3155; 2024: 176.3155; 2025: 176.3155; 2026: 176.3155; 2027: 176.3155
NSG Vand CT 3 | Gas/Oil:Combustion Turbine | DEF | DEF | 2023: 176.3155; 2024: 176.3155; 2025: 176.3155; 2026: 176.3155; 2027: 176.3155
NSG Vand CT 4 | Gas/Oil:Combustion Turbine | DEF | DEF | 2023: 176.3155; 2024: 176.3155; 2025: 176.3155; 2026: 176.3155; 2027: 176.3155
Orange Cogen | Gas/Oil:Combined Cycle | DEF | DEF | 2023: 104; 2024: 104; 2025: 104
Orlando Cogen | Gas/Oil:Combined Cycle | DEF | DEF | 2023: 115
Osprey 1 0 | Gas/Oil:Combined Cycle | DEF | DEF | 2023: 245; 2024: 245
Osprey 1 1 | Gas/Oil:Combined Cycle | DEF | DEF | 2023: 386.0266; 2024: 386.0266
Osprey 1 2 | Gas/Oil:Combined Cycle | DEF | DEF | 2023: 67.5279; 2024: 53.216
OspreyAcq | Gas/Oil:Combined Cycle | DEF | DEF |  | 631 | 631 | 631 | 631 | 631 | 631 | 631 | 631 | 631 | 631 | 631 | 631 | 631 | 631 | 631 | 631 | 631 | 631
OspreyAcqDF | Gas/Oil:Combined Cycle | DEF | DEF |  | 44.2301 | 53.216 | 53.216 | 53.216 | 53.216 | 53.216 | 53.216 | 53.216 | 53.216 | 53.216 | 53.216 | 53.216 | 53.216 | 53.216 | 53.216 | 53.216 | 53.216 | 53.216
Pasco County | Renewable:Biomass | DEF | DEF | 23 | 23 | 23 | 23 | 23 | 23 | 23 | 23 | 23 | 23 | 23 | 23 | 23 | 23 | 23 | 23 | 23 | 23 | 23
Pinellas County | Renewable:Biomass | DEF | DEF | 54.75 | 54.75 | 54.75 | 54.75 | 54.75 | 54.75 | 54.75 | 54.75 | 54.75 | 54.75 | 54.75 | 54.75 | 54.75 | 54.75 | 54.75 | 54.75 | 54.75 | 54.75 | 54.75
Shady Hills 1 | Gas/Oil:Combustion Turbine | DEF | DEF | 2023: 174.3842; 2024: 174.3842
Shady Hills 2 | Gas/Oil:Combustion Turbine | DEF | DEF | 2023: 174.3842; 2024: 174.3842
Shady Hills 3 | Gas/Oil:Combustion Turbine | DEF | DEF | 2023: 174.3842; 2024: 174.3842
Solar 3rdParty Block 1 | Renewable:Solar PV | DEF | DEF |  | 60 | 60 | 134.402 | 134.402 | 208.061 | 208.061 | 280.985 | 280.985 | 279.581 | 278.183 | 276.792 | 275.408 | 274.031 | 272.661 | 271.297 | 269.941 | 268.591 | 267.248
Solar 3rdParty Block 2 | Renewable:Solar PV | DEF | DEF | 2032: 75; 2033: 75; 2034: 149.252; 2035: 149.252; 2036: 222.763; 2037: 222.763; 2038: 295.541; 2039: 295.541; 2040: 294.063; 2041: 292.593
Solar 3rdParty Block 3 | Renewable:Solar PV | DEF | DEF | 2040: 75; 2041: 75
Solar DEF Bay Ranch | Renewable:Solar PV | DEF | DEF | 74.9 | 74.9 | 74.5255 | 74.1529 | 73.7821 | 73.4132 | 73.0461 | 72.6809 | 72.3175 | 71.9559 | 71.5961 | 71.2382 | 70.882 | 70.5276 | 70.1749 | 69.824 | 69.4749 | 69.1275 | 68.7819
Solar DEF Bay Trail | Renewable:Solar PV | DEF | DEF | 74.9 | 74.5255 | 74.1529 | 73.7821 | 73.4132 | 73.0461 | 72.6809 | 72.3175 | 71.9559 | 71.5961 | 71.2382 | 70.882 | 70.5276 | 70.1749 | 69.824 | 69.4749 | 69.1275 | 68.7819 | 68.438
Solar DEF Charlie Creek | Renewable:Solar PV | DEF | DEF | 74.9 | 74.5255 | 74.1529 | 73.7821 | 73.4132 | 73.0461 | 72.6809 | 72.3175 | 71.9559 | 71.5961 | 71.2382 | 70.882 | 70.5276 | 70.1749 | 69.824 | 69.4749 | 69.1275 | 68.7819 | 68.438
Solar DEF Columbia | Renewable:Solar PV | DEF | DEF | 74.1529 | 73.7821 | 73.4132 | 73.0461 | 72.6809 | 72.3175 | 71.9559 | 71.5961 | 71.2382 | 70.882 | 70.5276 | 70.1749 | 69.824 | 69.4749 | 69.1275 | 68.7819 | 68.438 | 68.0958 | 67.7553
Solar DEF County Line | Renewable:Solar PV | DEF | DEF |  |  | 74.9 | 74.9 | 74.5255 | 74.1529 | 73.7821 | 73.4132 | 73.0461 | 72.6809 | 72.3175 | 71.9559 | 71.5961 | 71.2382 | 70.882 | 70.5276 | 70.1749 | 69.824 | 69.4749
Solar DEF Debary | Renewable:Solar PV | DEF | DEF | 73.7569 | 73.3881 | 73.0211 | 72.656 | 72.2928 | 71.9313 | 71.5716 | 71.2138 | 70.8577 | 70.5034 | 70.1509 | 69.8001 | 69.4511 | 69.1039 | 68.7584 | 68.4146 | 68.0725 | 67.7322 | 67.3935
Solar DEF Duette | Renewable:Solar PV | DEF | DEF | 74.1275 | 73.7569 | 73.3881 | 73.0211 | 72.656 | 72.2928 | 71.9313 | 71.5716 | 71.2138 | 70.8577 | 70.5034 | 70.1509 | 69.8001 | 69.4511 | 69.1039 | 68.7584 | 68.4146 | 68.0725 | 67.7322
Solar DEF Falmouth | Renewable:Solar PV | DEF | DEF |  | 74.9 | 74.9 | 74.5255 | 74.1529 | 73.7821 | 73.4132 | 73.0461 | 72.6809 | 72.3175 | 71.9559 | 71.5961 | 71.2382 | 70.882 | 70.5276 | 70.1749 | 69.824 | 69.4749 | 69.1275
Solar DEF Fort Green | Renewable:Solar PV | DEF | DEF | 74.9 | 74.5255 | 74.1529 | 73.7821 | 73.4132 | 73.0461 | 72.6809 | 72.3175 | 71.9559 | 71.5961 | 71.2382 | 70.882 | 70.5276 | 70.1749 | 69.824 | 69.4749 | 69.1275 | 68.7819 | 68.438
Solar DEF Hamilton | Renewable:Solar PV | DEF | DEF | 73.4132 | 73.0461 | 72.6809 | 72.3175 | 71.9559 | 71.5961 | 71.2382 | 70.882 | 70.5276 | 70.1749 | 69.824 | 69.4749 | 69.1275 | 68.7819 | 68.438 | 68.0958 | 67.7553 | 67.4166 | 67.0795
Solar DEF Hardeetown | Renewable:Solar PV | DEF | DEF | 74.9 | 74.9 | 74.5255 | 74.1529 | 73.7821 | 73.4132 | 73.0461 | 72.6809 | 72.3175 | 71.9559 | 71.5961 | 71.2382 | 70.882 | 70.5276 | 70.1749 | 69.824 | 69.4749 | 69.1275 | 68.7819
Solar DEF High Spring | Renewable:Solar PV | DEF | DEF | 74.9 | 74.9 | 74.5255 | 74.1529 | 73.7821 | 73.4132 | 73.0461 | 72.6809 | 72.3175 | 71.9559 | 71.5961 | 71.2382 | 70.882 | 70.5276 | 70.1749 | 69.824 | 69.4749 | 69.1275 | 68.7819
Solar DEF Hildreth | Renewable:Solar PV | DEF | DEF | 74.9 | 74.9 | 74.5255 | 74.1529 | 73.7821 | 73.4132 | 73.0461 | 72.6809 | 72.3175 | 71.9559 | 71.5961 | 71.2382 | 70.882 | 70.5276 | 70.1749 | 69.824 | 69.4749 | 69.1275 | 68.7819
Solar DEF Lake Placid | Renewable:Solar PV | DEF | DEF | 44.3284 | 44.1067 | 43.8862 | 43.6668 | 43.4484 | 43.2312 | 43.015 | 42.8 | 42.586 | 42.373 | 42.1612 | 41.9504 | 41.7406 | 41.5319 | 41.3242 | 41.1176 | 40.912 | 40.7075 | 40.5039
Solar DEF Mule Creek | Renewable:Solar PV | DEF | DEF |  | 74.9 | 74.9 | 74.5255 | 74.1529 | 73.7821 | 73.4132 | 73.0461 | 72.6809 | 72.3175 | 71.9559 | 71.5961 | 71.2382 | 70.882 | 70.5276 | 70.1749 | 69.824 | 69.4749 | 69.1275
Solar DEF NEW 1 | Renewable:Solar PV | DEF | DEF | 2035: 142.4763; 2036: 141.7639; 2037: 141.0551; 2038: 140.3498; 2039: 139.6481; 2040: 138.9498; 2041: 138.2551
Solar DEF NEW 1 PTC | Renewable:Solar PV | DEF | DEF | 2025: 149.8; 2026: 149.051; 2027: 148.3057; 2028: 147.5642; 2029: 146.8265; 2030: 146.0923; 2031: 145.3619; 2032: 144.635; 2033: 143.9118; 2034: 143.1923
Solar DEF NEW 2 | Renewable:Solar PV | DEF | DEF | 2035: 284.9526; 2036: 284.9526; 2037: 283.5278; 2038: 282.1102; 2039: 280.6996; 2040: 279.2961; 2041: 277.8997
Solar DEF NEW 2 PTC | Renewable:Solar PV | DEF | DEF | 2025: 299.6; 2026: 299.6; 2027: 298.102; 2028: 296.6115; 2029: 295.1285; 2030: 293.653; 2031: 292.1846; 2032: 290.7238; 2033: 289.2701; 2034: 287.8236; 2035: 286.3846
Solar DEF NEW 3 | Renewable:Solar PV | DEF | DEF | 2037: 284.9526; 2038: 568.4804; 2039: 779.3524; 2040: 1060.4083; 2041: 1411.2972
Solar DEF NEW 3 PTC | Renewable:Solar PV | DEF | DEF |  |  |  |  | 299.6 | 597.702 | 819.4135 | 1114.9164 | 1483.842 | 1925.8229 | 1925.8229 | 1916.1937 | 1906.6128 | 1897.0798 | 1887.5944 | 1593.2036 | 1300.2849 | 1080.0688 | 789.7158
Solar DEF NEW 4 | Renewable:Solar PV | DEF | DEF | 2036: 284.9526; 2037: 284.9526; 2038: 283.5278; 2039: 282.1102; 2040: 280.6996; 2041: 279.2961
Solar DEF NEW 4 PTC | Renewable:Solar PV | DEF | DEF | 2026: 299.6; 2027: 299.6; 2028: 298.102; 2029: 296.6115; 2030: 295.1285; 2031: 293.653; 2032: 292.1846; 2033: 290.7238; 2034: 289.2701; 2035: 287.8236; 2036: 286.3846
Solar DEF NEW 6 PTC | Renewable:Solar PV | DEF | DEF | 2033: 898.8; 2034: 1718.2061; 2035: 1718.2061; 2036: 1709.615; 2037: 1701.067; 2038: 1692.562; 2039: 1684.0995; 2040: 1675.679; 2041: 1667.3007
Solar DEF Osc Perry Suw | Renewable:Solar PV | DEF | DEF | 17.219 | 17.1329 | 17.0472 | 16.962 | 16.8772 | 16.7928 | 16.7088 | 16.6253 | 16.5422 | 16.4595 | 16.3772 | 16.2953 | 16.2138 | 16.1327 | 16.0521 | 15.9718 | 15.8919 | 15.8125 | 15.7334
Solar DEF Sandy Creek | Renewable:Solar PV | DEF | DEF | 74.9 | 74.5255 | 74.1529 | 73.7821 | 73.4132 | 73.0461 | 72.6809 | 72.3175 | 71.9559 | 71.5961 | 71.2382 | 70.882 | 70.5276 | 70.1749 | 69.824 | 69.4749 | 69.1275 | 68.7819 | 68.438
Solar DEF Santa Fe | Renewable:Solar PV | DEF | DEF | 74.5255 | 74.1529 | 73.7821 | 73.4132 | 73.0461 | 72.6809 | 72.3175 | 71.9559 | 71.5961 | 71.2382 | 70.882 | 70.5276 | 70.1749 | 69.824 | 69.4749 | 69.1275 | 68.7819 | 68.438 | 68.0958
Solar DEF St Pete Pier | Renewable:Solar PV | DEF | DEF | 0.345 | 0.343 | 0.341 | 0.34 | 0.338 | 0.336 | 0.335 | 0.333 | 0.331 | 0.33 | 0.328 | 0.326 | 0.325 | 0.323 | 0.321 | 0.32 | 0.318 | 0.317 | 0.315
Solar DEF Trenton | Renewable:Solar PV | DEF | DEF | 73.7821 | 73.4132 | 73.0461 | 72.6809 | 72.3175 | 71.9559 | 71.5961 | 71.2382 | 70.882 | 70.5276 | 70.1749 | 69.824 | 69.4749 | 69.1275 | 68.7819 | 68.438 | 68.0958 | 67.7553 | 67.4166
Solar DEF Twin Rivers | Renewable:Solar PV | DEF | DEF | 74.5255 | 74.1529 | 73.7821 | 73.4132 | 73.0461 | 72.6809 | 72.3175 | 71.9559 | 71.5961 | 71.2382 | 70.882 | 70.5276 | 70.1749 | 69.824 | 69.4749 | 69.1275 | 68.7819 | 68.438 | 68.0958
Solar DEF Winquepin | Renewable:Solar PV | DEF | DEF |  | 74.9 | 74.9 | 74.5255 | 74.1529 | 73.7821 | 73.4132 | 73.0461 | 72.6809 | 72.3175 | 71.9559 | 71.5961 | 71.2382 | 70.882 | 70.5276 | 70.1749 | 69.824 | 69.4749 | 69.1275
Solar+Storage DEF NEW 1 | Renewable:Solar PV | DEF | DEF | 2039: 142.4763; 2040: 284.2402; 2041: 425.2953
Solar+Storage DEF NEW 1 PTC + ITC | Renewable:Solar PV | DEF | DEF | [6 empty] | 149.8 | 298.851 | 447.1567 | 447.1567 | 444.921 | 442.6964 | 440.483 | 438.2806 | 436.0892 | 433.9087 | 431.7391 | 287.1041 | 143.1923
Standby | Demand:Demand Response | DEF | DEF | 88.4237 | 91.6294 | 94.8351 | 98.0408 | 101.2465 | 104.4522 | 107.6578 | 110.8635 | 114.0692 | 117.2749 | 120.4806 | 123.6863 | 126.892 | 130.0977 | 133.3034 | 136.5091 | 139.7148 | 142.9205 | 146.1262
SUWANNEE_P 1 | Gas/Oil:Combustion Turbine | DEF | DEF | 65 | 65 | 65 | 65 | 65 | 65 | 65 | 65 | 65 | 65 | 65 | 65
SUWANNEE_P 2 | Gas/Oil:Combustion Turbine | DEF | DEF | 64 | 64 | 64 | 64 | 64 | 64 | 64 | 64 | 64 | 64 | 64 | 64
SUWANNEE_P 3 | Gas/Oil:Combustion Turbine | DEF | DEF | 65 | 65 | 65 | 65 | 65 | 65 | 65 | 65 | 65 | 65 | 65 | 65
Tigerbay 1 | Gas/Oil:Combined Cycle | DEF | DEF | 230 | 230 | 252 | 252 | 252 | 252 | 252 | 252 | 252 | 252 | 252 | 252 | 252
U OF FL 1 | Gas/Oil:Combustion Turbine | DEF | DEF | 2023: 50; 2024: 50; 2025: 50; 2026: 50; 2027: 50
Voltage Red | Demand:Demand Response | DEF | DEF | 99.6383 | 113.0739 | 113.2087 | 113.5878 | 113.9534 | 114.3141 | 115.213 | 116.3921 | 117.7839 | 119.4563 | 121.066 | 123.0474 | 125.2135 | 123.3286 | 125.629 | 128.0891 | 130.6035 | 133.125 | 132.7714
WaterHtr_PP | Demand:Demand Response | DEF | DEF | 137.1542 | 140.2154 | 143.6405 | 143.8546 | 144.0687 | 144.2827 | 144.4968 | 144.7109 | 144.925 | 145.139 | 145.3531 | 145.5672 | 145.7812 | 145.9953 | 146.2094 | 146.4234 | 146.6375 | 146.8516 | 147.0656
Total |  |  |  | 15541.0121 | 16506.6101 | 15849.3679 | 15978.0411 | 16425.4638 | 15643.3302 | 16009.8034 | 16522.5772 | 17035.3715 | 17696.8469 | 19037.9019 | 21922.2294 | 20580.5567 | 20372.9186 | 19979.116 | 20595.9871 | 20974.1401 | 21142.0318 | 21182.8667
Group Totals
Resource | Type | BA | Area | 2023 | 2024 | 2025 | 2026 | 2027 | 2028 | 2029 | 2030 | 2031 | 2032 | 2033 | 2034 | 2035 | 2036 | 2037 | 2038 | 2039 | 2040 | 2041
Total | Coal:Conventional | DEF | DEF | 1442 | 1442 | 1442 | 1442 | 1442 | 1442 | 1442 | 1442 | 1442 | 1442 | 1442 | 1442
Total | Demand:Demand Response | DEF | DEF | 1483.2346 | 1522.6134 | 1551.3557 | 1556.7442 | 1562.1191 | 1567.4889 | 1573.3971 | 1579.5855 | 1585.9867 | 1592.6683 | 1599.2872 | 1606.278 | 1613.4533 | 1616.5777 | 1623.8874 | 1631.3566 | 1638.8804 | 1646.4112 | 1651.0667
Total | Gas/Oil:Combined Cycle | DEF | DEF | 6572.537 | 7218.4553 | 6537.1985 | 6520.1985 | 6572.1985 | 6572.1985 | 6572.1985 | 6572.1985 | 6572.1985 | 6572.1985 | 6572.1985 | 6572.1985 | 6572.1985 | 6320.1985 | 6320.1985 | 6320.1985 | 6320.1985 | 5799.1985 | 5799.1985
Total | Gas/Oil:Combustion Turbine | DEF | DEF | 3717.4146 | 3717.4146 | 3194.262 | 2968.262 | 2968.262 | 1820 | 1820 | 1820 | 1820 | 1820 | 1820 | 3227.6001 | 2559.6001 | 2559.6001 | 2190.6001 | 2190.6001 | 2073.2001 | 2073.2001 | 2073.2001
Total | Gas/Oil:Steam Turbine | DEF | DEF | 1035 | 1035 | 1035 | 1035 | 1035 | 1035 | 1035 | 1035 | 1035 | 1035 | 1035 | 1035 | 1035 | 1035 | 1035 | 1035 | 1035 | 1035 | 1035
Total | Nuclear:Nuclear | DEF | DEF | 2038: 570; 2039: 570; 2040: 1140; 2041: 1140
Total | Renewable:Biomass | DEF | DEF | 111.45 | 111.45 | 111.45 | 111.45 | 111.45 | 111.45 | 111.45 | 111.45 | 111.45 | 111.45 | 111.45 | 111.45 | 111.45 | 111.45 | 111.45 | 111.45 | 111.45 | 111.45 | 111.45
Total | Renewable:Solar PV | DEF | DEF | 1179.3759 | 1459.6768 | 1978.1017 | 2344.3864 | 2634.4342 | 2995.1927 | 3355.7579 | 3862.3431 | 4368.7363 | 4873.53 | 5757.9661 | 6627.7028 | 6888.8547 | 6930.0923 | 6897.98 | 6937.3819 | 6975.4111 | 7086.772 | 7122.9514
Total | Storage:Battery | DEF | DEF |  |  |  |  | 100 | 100 | 100 | 100 | 100 | 250 | 700 | 1300 | 1800 | 1800 | 1800 | 1800 | 2250 | 2250 | 2250

## Firm Capacity
Firm Capacity (MW)
Base Case
Resource | Type | BA | Area | 2023 | 2024 | 2025 | 2026 | 2027 | 2028 | 2029 | 2030 | 2031 | 2032 | 2033 | 2034 | 2035 | 2036 | 2037 | 2038 | 2039 | 2040 | 2041
AC | Demand:Demand Response | DEF | DEF | 0 | 0 | 0 | 0 | 0 | 387.1524 | 388.1167 | 389.0811 | 390.0454 | 391.0097 | 391.9739 | 392.9382 | 393.9026 | 394.8669 | 395.8312 | 396.7954 | 397.7597 | 398.724 | 399.6882
Anclote 1 | Gas/Oil:Steam Turbine | DEF | DEF | 521 | 521 | 521 | 521 | 521 | 508 | 508 | 508 | 508 | 508 | 508 | 508 | 508 | 508 | 508 | 508 | 508 | 508 | 508
Anclote 2 | Gas/Oil:Steam Turbine | DEF | DEF | 514 | 514 | 514 | 514 | 514 | 505 | 505 | 505 | 505 | 505 | 505 | 505 | 505 | 505 | 505 | 505 | 505 | 505 | 505
As Avail | Gas/Oil:Combined Cycle | DEF | DEF | 0 | 0 | 0 | 0 | 0 | 0 | 0 | 0 | 0 | 0 | 0 | 0 | 0 | 0 | 0 | 0 | 0 | 0 | 0
As Avail PCS | Renewable:Biomass | DEF | DEF | 0 | 0 | 0 | 0 | 0 | 0 | 0 | 0 | 0 | 0 | 0 | 0 | 0 | 0 | 0 | 0 | 0 | 0 | 0
Bartow CC 1 0 | Gas/Oil:Combined Cycle | DEF | DEF | 1194 | 1194 | 1294 | 1294 | 1294 | 1143 | 1143 | 1143 | 1143 | 1143 | 1143 | 1143 | 1143 | 1143 | 1143 | 1143 | 1143 | 1143 | 1143
Bartow CC 1 PAG | Gas/Oil:Combined Cycle | DEF | DEF | 65 | 65 | 65 | 65 | 65 | 69 | 69 | 69 | 69 | 69 | 69 | 69 | 69 | 69 | 69 | 69 | 69 | 69 | 69
BARTOW_P 1 | Gas/Oil:Combustion Turbine | DEF | DEF | 2023: 50; 2024: 50; 2025: 50; 2026: 50; 2027: 50
BARTOW_P 2 | Gas/Oil:Combustion Turbine | DEF | DEF | 53 | 53 | 53 | 53 | 53 | 41 | 41 | 41 | 41 | 41 | 41 | 0
BARTOW_P 3 | Gas/Oil:Combustion Turbine | DEF | DEF | 2023: 51; 2024: 51; 2025: 51; 2026: 51; 2027: 51
BARTOW_P 4 | Gas/Oil:Combustion Turbine | DEF | DEF | 58 | 58 | 58 | 58 | 58 | 45 | 45 | 45 | 45 | 45 | 45 | 0
Battery 4 Hours | Storage:Battery | DEF | DEF | [7 empty] | 45 | 90 | 225 | 630 | 1170 | 1620 | 1620 | 1620 | 1620 | 2025 | 2025 | 2025
BAYBORO_P 1 | Gas/Oil:Combustion Turbine | DEF | DEF | 2023: 58; 2024: 58; 2025: 58
BAYBORO_P 2 | Gas/Oil:Combustion Turbine | DEF | DEF | 2023: 55; 2024: 55; 2025: 55
BAYBORO_P 3 | Gas/Oil:Combustion Turbine | DEF | DEF | 2023: 57; 2024: 57; 2025: 57
BAYBORO_P 4 | Gas/Oil:Combustion Turbine | DEF | DEF | 2023: 56; 2024: 56; 2025: 56
Citrus CC 1 | Gas/Oil:Combined Cycle | DEF | DEF | 864.2495 | 864.2495 | 864.2495 | 886.2495 | 886.2495 | 758.3281 | 758.3281 | 758.3281 | 758.3281 | 758.3281 | 758.3281 | 758.3281 | 758.3281 | 758.3281 | 758.3281 | 758.3281 | 758.3281 | 758.3281 | 758.3281
Citrus CC 1 Duct | Gas/Oil:Combined Cycle | DEF | DEF | 60.7505 | 60.7505 | 60.7505 | 60.7505 | 60.7505 | 70.6719 | 70.6719 | 70.6719 | 70.6719 | 70.6719 | 70.6719 | 70.6719 | 70.6719 | 70.6719 | 70.6719 | 70.6719 | 70.6719 | 70.6719 | 70.6719
Citrus CC 2 | Gas/Oil:Combined Cycle | DEF | DEF | 868.8851 | 868.8851 | 868.8851 | 868.8851 | 890.8851 | 751.824 | 751.824 | 751.824 | 751.824 | 751.824 | 751.824 | 751.824 | 751.824 | 751.824 | 751.824 | 751.824 | 751.824 | 751.824 | 751.824
Citrus CC 2 Duct | Gas/Oil:Combined Cycle | DEF | DEF | 60.1148 | 60.1148 | 60.1148 | 60.1148 | 60.1148 | 73.176 | 73.176 | 73.176 | 73.176 | 73.176 | 73.176 | 73.176 | 73.176 | 73.176 | 73.176 | 73.176 | 73.176 | 73.176 | 73.176
Crystal 4 | Coal:Conventional | DEF | DEF | 721 | 721 | 721 | 721 | 721 | 712 | 712 | 712 | 712 | 712 | 712 | 0
Crystal 5 | Coal:Conventional | DEF | DEF | 721 | 721 | 721 | 721 | 721 | 698 | 698 | 698 | 698 | 698 | 698 | 0
DEBARY 10 | Gas/Oil:Combustion Turbine | DEF | DEF | 88 | 88 | 88 | 88 | 88 | 72 | 72 | 72 | 72 | 72 | 72 | 72 | 72 | 0
DEBARY 2 | Gas/Oil:Combustion Turbine | DEF | DEF | 2023: 57; 2024: 57; 2025: 57; 2026: 57; 2027: 57
DEBARY 3 | Gas/Oil:Combustion Turbine | DEF | DEF | 2023: 59; 2024: 59; 2025: 59; 2026: 59; 2027: 59
DEBARY 4 | Gas/Oil:Combustion Turbine | DEF | DEF | 2023: 59; 2024: 59; 2025: 59; 2026: 59; 2027: 59
DEBARY 5 | Gas/Oil:Combustion Turbine | DEF | DEF | 2023: 58; 2024: 58; 2025: 58; 2026: 58; 2027: 58
DEBARY 6 | Gas/Oil:Combustion Turbine | DEF | DEF | 2023: 59; 2024: 59; 2025: 59; 2026: 59; 2027: 59
DEBARY 7 | Gas/Oil:Combustion Turbine | DEF | DEF | 93 | 93 | 93 | 93 | 93 | 74 | 74 | 74 | 74 | 74 | 74 | 74 | 74 | 0
DEBARY 8 | Gas/Oil:Combustion Turbine | DEF | DEF | 94 | 94 | 94 | 94 | 94 | 75 | 75 | 75 | 75 | 75 | 75 | 75 | 75 | 0
DEBARY 9 | Gas/Oil:Combustion Turbine | DEF | DEF | 94 | 94 | 94 | 94 | 94 | 76 | 76 | 76 | 76 | 76 | 76 | 76 | 76 | 0
DEF Nuclear GE X300 PTC | Nuclear:Nuclear | DEF | DEF | 2038: 570; 2039: 570; 2040: 1140; 2041: 1140
Gen 190MW CT | Gas/Oil:Combustion Turbine | DEF | DEF | 2034: 1288.8; 2035: 1288.8; 2036: 1288.8; 2037: 1288.8; 2038: 1288.8; 2039: 1288.8; 2040: 1288.8; 2041: 1288.8
Gen 190MW CT Ave | Gas/Oil:Combustion Turbine | DEF | DEF | 2039: 214.8; 2040: 214.8; 2041: 214.8
HEAT | Demand:Demand Response | DEF | DEF | 604.255 | 617.7414 | 632.8313 | 633.7745 | 634.7175 | 0 | 0 | 0 | 0 | 0 | 0 | 0 | 0 | 0 | 0 | 0 | 0 | 0 | 0
Hines CC 1 | Gas/Oil:Combined Cycle | DEF | DEF | 521 | 521 | 521 | 521 | 521 | 490 | 490 | 490 | 490 | 490 | 490 | 490 | 490 | 490 | 490 | 490 | 0
Hines CC 2 | Gas/Oil:Combined Cycle | DEF | DEF | 549 | 549 | 549 | 614 | 614 | 597 | 597 | 597 | 597 | 597 | 597 | 597 | 597 | 597 | 597 | 597 | 597 | 597 | 597
Hines CC 3 | Gas/Oil:Combined Cycle | DEF | DEF | 555 | 555 | 555 | 555 | 620 | 588 | 588 | 588 | 588 | 588 | 588 | 588 | 588 | 588 | 588 | 588 | 588 | 588 | 588
Hines CC 4 | Gas/Oil:Combined Cycle | DEF | DEF | 544 | 544 | 544 | 544 | 544 | 568 | 568 | 568 | 568 | 568 | 568 | 568 | 568 | 568 | 568 | 568 | 568 | 568 | 568
INT CITY 1 | Gas/Oil:Combustion Turbine | DEF | DEF | 61 | 61 | 61 | 61 | 61 | 45 | 45 | 45 | 45 | 45 | 45 | 0
INT CITY 10 | Gas/Oil:Combustion Turbine | DEF | DEF | 86 | 86 | 86 | 86 | 86 | 74 | 74 | 74 | 74 | 74 | 74 | 74 | 74 | 74 | 74 | 0
INT CITY 11 | Gas/Oil:Combustion Turbine | DEF | DEF | 161 | 161 | 161 | 161 | 161 | 140 | 140 | 140 | 140 | 140 | 140 | 140 | 140 | 140 | 140 | 140 | 140 | 140 | 140
INT CITY 12 | Gas/Oil:Combustion Turbine | DEF | DEF | 89 | 89 | 89 | 89 | 89 | 73 | 73 | 73 | 73 | 73 | 73 | 73 | 73 | 73 | 73 | 73 | 73 | 73 | 73
INT CITY 13 | Gas/Oil:Combustion Turbine | DEF | DEF | 91 | 91 | 91 | 91 | 91 | 73 | 73 | 73 | 73 | 73 | 73 | 73 | 73 | 73 | 73 | 73 | 73 | 73 | 73
INT CITY 14 | Gas/Oil:Combustion Turbine | DEF | DEF | 90 | 90 | 90 | 90 | 90 | 73 | 73 | 73 | 73 | 73 | 73 | 73 | 73 | 73 | 73 | 73 | 73 | 73 | 73
INT CITY 2 | Gas/Oil:Combustion Turbine | DEF | DEF | 60 | 60 | 60 | 60 | 60 | 46 | 46 | 46 | 46 | 46 | 46 | 0
INT CITY 3 | Gas/Oil:Combustion Turbine | DEF | DEF | 61 | 61 | 61 | 61 | 61 | 46 | 46 | 46 | 46 | 46 | 46 | 0
INT CITY 4 | Gas/Oil:Combustion Turbine | DEF | DEF | 62 | 62 | 62 | 62 | 62 | 46 | 46 | 46 | 46 | 46 | 46 | 0
INT CITY 5 | Gas/Oil:Combustion Turbine | DEF | DEF | 59 | 59 | 59 | 59 | 59 | 45 | 45 | 45 | 45 | 45 | 45 | 0
INT CITY 6 | Gas/Oil:Combustion Turbine | DEF | DEF | 60 | 60 | 60 | 60 | 60 | 47 | 47 | 47 | 47 | 47 | 47 | 0
INT CITY 7 | Gas/Oil:Combustion Turbine | DEF | DEF | 90 | 90 | 90 | 90 | 90 | 78 | 78 | 78 | 78 | 78 | 78 | 78 | 78 | 78 | 78 | 0
INT CITY 8 | Gas/Oil:Combustion Turbine | DEF | DEF | 88 | 88 | 88 | 88 | 88 | 77 | 77 | 77 | 77 | 77 | 77 | 77 | 77 | 77 | 77 | 0
INT CITY 9 | Gas/Oil:Combustion Turbine | DEF | DEF | 88 | 88 | 88 | 88 | 88 | 77 | 77 | 77 | 77 | 77 | 77 | 77 | 77 | 77 | 77 | 0
INTER | Demand:Demand Response | DEF | DEF | 379.5299 | 379.5299 | 379.5299 | 379.5299 | 379.5299 | 407.7222 | 407.7222 | 407.7222 | 407.7222 | 407.7222 | 407.7222 | 407.7222 | 407.7222 | 407.7222 | 407.7222 | 407.7222 | 407.7222 | 407.7222 | 407.7222
Mulberry | Gas/Oil:Combined Cycle | DEF | DEF | 2023: 115; 2024: 115
NSG Vand CT 1 | Gas/Oil:Combustion Turbine | DEF | DEF | 2023: 175.3061; 2024: 175.3061; 2025: 175.3061; 2026: 175.3061; 2027: 175.3061
NSG Vand CT 2 | Gas/Oil:Combustion Turbine | DEF | DEF | 2023: 175.3061; 2024: 175.3061; 2025: 175.3061; 2026: 175.3061; 2027: 175.3061
NSG Vand CT 3 | Gas/Oil:Combustion Turbine | DEF | DEF | 2023: 175.3061; 2024: 175.3061; 2025: 175.3061; 2026: 175.3061; 2027: 175.3061
NSG Vand CT 4 | Gas/Oil:Combustion Turbine | DEF | DEF | 2023: 175.3061; 2024: 175.3061; 2025: 175.3061; 2026: 175.3061; 2027: 175.3061
Orange Cogen | Gas/Oil:Combined Cycle | DEF | DEF | 2023: 104; 2024: 104; 2025: 104
Orlando Cogen | Gas/Oil:Combined Cycle | DEF | DEF | 2023: 115
Osprey 1 0 | Gas/Oil:Combined Cycle | DEF | DEF | 2023: 245; 2024: 245
Osprey 1 1 | Gas/Oil:Combined Cycle | DEF | DEF | 2023: 0; 2024: 0
Osprey 1 2 | Gas/Oil:Combined Cycle | DEF | DEF | 2023: 0; 2024: 0
OspreyAcq | Gas/Oil:Combined Cycle | DEF | DEF |  | 0 | 602.7501 | 602.7501 | 602.7501 | 543.1 | 543.1 | 543.1 | 543.1 | 543.1 | 543.1 | 543.1 | 543.1 | 543.1 | 543.1 | 543.1 | 543.1 | 543.1 | 543.1
OspreyAcqDF | Gas/Oil:Combined Cycle | DEF | DEF |  | 0 | 42.2499 | 42.2499 | 42.2499 | 53.216 | 53.216 | 53.216 | 53.216 | 53.216 | 53.216 | 53.216 | 53.216 | 53.216 | 53.216 | 53.216 | 53.216 | 53.216 | 53.216
Pasco County | Renewable:Biomass | DEF | DEF | 23 | 23 | 0 | 0 | 0 | 0 | 0 | 0 | 0 | 0 | 0 | 0 | 0 | 0 | 0 | 0 | 0 | 0 | 0
Pinellas County | Renewable:Biomass | DEF | DEF | 54.75 | 54.75 | 0 | 0 | 0 | 0 | 0 | 0 | 0 | 0 | 0 | 0 | 0 | 0 | 0 | 0 | 0 | 0 | 0
Shady Hills 1 | Gas/Oil:Combustion Turbine | DEF | DEF | 2023: 174.3842; 2024: 174.3842
Shady Hills 2 | Gas/Oil:Combustion Turbine | DEF | DEF | 2023: 174.3842; 2024: 174.3842
Shady Hills 3 | Gas/Oil:Combustion Turbine | DEF | DEF | 2023: 174.3842; 2024: 174.3842
Solar 3rdParty Block 1 | Renewable:Solar PV | DEF | DEF |  | 0 | 0 | 0 | 0 | 0 | 0 | 0 | 0 | 0 | 0 | 0 | 0 | 0 | 0 | 0 | 0 | 0 | 0
Solar 3rdParty Block 2 | Renewable:Solar PV | DEF | DEF | 2032: 0; 2033: 0; 2034: 0; 2035: 0; 2036: 0; 2037: 0; 2038: 0; 2039: 0; 2040: 0; 2041: 0
Solar 3rdParty Block 3 | Renewable:Solar PV | DEF | DEF | 2040: 0; 2041: 0
Solar DEF Bay Ranch | Renewable:Solar PV | DEF | DEF | 0 | 0 | 0 | 0 | 0 | 41.6363 | 41.4281 | 41.221 | 41.0149 | 40.8098 | 40.6058 | 40.4027 | 40.2007 | 39.9997 | 39.7997 | 39.6007 | 39.4027 | 39.2057 | 39.0097
Solar DEF Bay Trail | Renewable:Solar PV | DEF | DEF | 0 | 0 | 0 | 0 | 0 | 41.6363 | 41.4281 | 41.221 | 41.0149 | 40.8098 | 40.6058 | 40.4027 | 40.2007 | 39.9997 | 39.7997 | 39.6007 | 39.4027 | 39.2057 | 39.0097
Solar DEF Charlie Creek | Renewable:Solar PV | DEF | DEF | 0 | 0 | 0 | 0 | 0 | 41.6363 | 41.4281 | 41.221 | 41.0149 | 40.8098 | 40.6058 | 40.4027 | 40.2007 | 39.9997 | 39.7997 | 39.6007 | 39.4027 | 39.2057 | 39.0097
Solar DEF Columbia | Renewable:Solar PV | DEF | DEF | 0 | 0 | 0 | 0 | 0 | 41.0149 | 40.8098 | 40.6058 | 40.4027 | 40.2007 | 39.9997 | 39.7997 | 39.6007 | 39.4027 | 39.2057 | 39.0097 | 38.8146 | 38.6205 | 38.4274
Solar DEF County Line | Renewable:Solar PV | DEF | DEF |  |  | 0 | 0 | 0 | 42.0558 | 41.8455 | 41.6363 | 41.4281 | 41.221 | 41.0149 | 40.8098 | 40.6058 | 40.4027 | 40.2007 | 39.9997 | 39.7997 | 39.6007 | 39.4027
Solar DEF Debary | Renewable:Solar PV | DEF | DEF | 0 | 0 | 0 | 0 | 0 | 32.2072 | 32.0462 | 31.886 | 31.7265 | 31.5679 | 31.4101 | 31.253 | 31.0968 | 30.9413 | 30.7866 | 30.6326 | 30.4795 | 30.3271 | 30.1754
Solar DEF Duette | Renewable:Solar PV | DEF | DEF | 0 | 0 | 0 | 0 | 0 | 41.2069 | 41.0008 | 40.7958 | 40.5919 | 40.3889 | 40.1869 | 39.986 | 39.7861 | 39.5872 | 39.3892 | 39.1923 | 38.9963 | 38.8013 | 38.6073
Solar DEF Falmouth | Renewable:Solar PV | DEF | DEF |  | 0 | 0 | 0 | 0 | 41.8455 | 41.6363 | 41.4281 | 41.221 | 41.0149 | 40.8098 | 40.6058 | 40.4027 | 40.2007 | 39.9997 | 39.7997 | 39.6007 | 39.4027 | 39.2057
Solar DEF Fort Green | Renewable:Solar PV | DEF | DEF | 0 | 0 | 0 | 0 | 0 | 32.7064 | 32.5429 | 32.3802 | 32.2183 | 32.0572 | 31.8969 | 31.7374 | 31.5787 | 31.4208 | 31.2637 | 31.1074 | 30.9519 | 30.7971 | 30.6431
Solar DEF Hamilton | Renewable:Solar PV | DEF | DEF | 0 | 0 | 0 | 0 | 0 | 40.8098 | 40.6058 | 40.4027 | 40.2007 | 39.9997 | 39.7997 | 39.6007 | 39.4027 | 39.2057 | 39.0097 | 38.8146 | 38.6205 | 38.4274 | 38.2353
Solar DEF Hardeetown | Renewable:Solar PV | DEF | DEF | 0 | 0 | 0 | 0 | 0 | 41.6363 | 41.4281 | 41.221 | 41.0149 | 40.8098 | 40.6058 | 40.4027 | 40.2007 | 39.9997 | 39.7997 | 39.6007 | 39.4027 | 39.2057 | 39.0097
Solar DEF High Spring | Renewable:Solar PV | DEF | DEF | 0 | 0 | 0 | 0 | 0 | 41.6363 | 41.4281 | 41.221 | 41.0149 | 40.8098 | 40.6058 | 40.4027 | 40.2007 | 39.9997 | 39.7997 | 39.6007 | 39.4027 | 39.2057 | 39.0097
Solar DEF Hildreth | Renewable:Solar PV | DEF | DEF | 0 | 0 | 0 | 0 | 0 | 41.6363 | 41.4281 | 41.221 | 41.0149 | 40.8098 | 40.6058 | 40.4027 | 40.2007 | 39.9997 | 39.7997 | 39.6007 | 39.4027 | 39.2057 | 39.0097
Solar DEF Lake Placid | Renewable:Solar PV | DEF | DEF | 0 | 0 | 0 | 0 | 0 | 24.6418 | 24.5186 | 24.396 | 24.274 | 24.1526 | 24.0319 | 23.9117 | 23.7921 | 23.6732 | 23.5548 | 23.437 | 23.3199 | 23.2033 | 23.0872
Solar DEF Mule Creek | Renewable:Solar PV | DEF | DEF |  | 0 | 0 | 0 | 0 | 41.8455 | 41.6363 | 41.4281 | 41.221 | 41.0149 | 40.8098 | 40.6058 | 40.4027 | 40.2007 | 39.9997 | 39.7997 | 39.6007 | 39.4027 | 39.2057
Solar DEF NEW 1 | Renewable:Solar PV | DEF | DEF | 2035: 35.6191; 2036: 35.441; 2037: 35.2638; 2038: 35.0875; 2039: 34.912; 2040: 34.7375; 2041: 34.5638
Solar DEF NEW 1 PTC | Renewable:Solar PV | DEF | DEF | 2025: 0; 2026: 0; 2027: 0; 2028: 36.8911; 2029: 36.7066; 2030: 36.5231; 2031: 36.3405; 2032: 36.1588; 2033: 35.978; 2034: 35.7981
Solar DEF NEW 2 | Renewable:Solar PV | DEF | DEF | 2035: 71.2381; 2036: 70.882; 2037: 70.5275; 2038: 70.1749; 2039: 69.824; 2040: 69.4749; 2041: 69.1275
Solar DEF NEW 2 PTC | Renewable:Solar PV | DEF | DEF | 2025: 0; 2026: 0; 2027: 0; 2028: 73.7821; 2029: 73.4132; 2030: 73.0462; 2031: 72.6809; 2032: 72.3175; 2033: 71.9559; 2034: 71.5962; 2035: 0
Solar DEF NEW 3 | Renewable:Solar PV | DEF | DEF | 2037: 0; 2038: 35.6191; 2039: 71.0601; 2040: 97.4191; 2041: 132.551
Solar DEF NEW 3 PTC | Renewable:Solar PV | DEF | DEF |  |  |  |  | 0 | 37.45 | 74.7128 | 102.4267 | 139.3645 | 185.4803 | 240.7279 | 239.5242 | 238.3266 | 237.135 | 235.9493 | 199.1505 | 162.5356 | 135.0086 | 98.7145
Solar DEF NEW 4 | Renewable:Solar PV | DEF | DEF | 2036: 0; 2037: 71.2381; 2038: 70.882; 2039: 70.5275; 2040: 70.1749; 2041: 69.824
Solar DEF NEW 4 PTC | Renewable:Solar PV | DEF | DEF | 2026: 0; 2027: 0; 2028: 74.5255; 2029: 74.1529; 2030: 73.7821; 2031: 73.4132; 2032: 73.0462; 2033: 72.6809; 2034: 72.3175; 2035: 71.9559; 2036: 71.5962
Solar DEF NEW 6 PTC | Renewable:Solar PV | DEF | DEF | 2033: 0; 2034: 0; 2035: 0; 2036: 0; 2037: 0; 2038: 0; 2039: 0; 2040: 0; 2041: 0
Solar DEF Osc Perry Suw | Renewable:Solar PV | DEF | DEF | 0 | 0 | 0 | 0 | 0 | 7.5375 | 7.4998 | 7.4623 | 7.425 | 7.3879 | 7.3509 | 7.3142 | 7.2776 | 7.2412 | 7.205 | 7.169 | 7.1332 | 7.0975 | 7.062
Solar DEF Sandy Creek | Renewable:Solar PV | DEF | DEF | 0 | 0 | 0 | 0 | 0 | 41.4281 | 41.221 | 41.0149 | 40.8098 | 40.6058 | 40.4027 | 40.2007 | 39.9997 | 39.7997 | 39.6007 | 39.4027 | 39.2057 | 39.0097 | 38.8146
Solar DEF Santa Fe | Renewable:Solar PV | DEF | DEF | 0 | 0 | 0 | 0 | 0 | 41.221 | 41.0149 | 40.8098 | 40.6058 | 40.4027 | 40.2007 | 39.9997 | 39.7997 | 39.6007 | 39.4027 | 39.2057 | 39.0097 | 38.8146 | 38.6205
Solar DEF St Pete Pier | Renewable:Solar PV | DEF | DEF | 0 | 0 | 0 | 0 | 0 | 0.1512 | 0.15075 | 0.14985 | 0.14895 | 0.1485 | 0.1476 | 0.1467 | 0.14625 | 0.14535 | 0.14445 | 0.144 | 0.1431 | 0.14265 | 0.14175
Solar DEF Trenton | Renewable:Solar PV | DEF | DEF | 0 | 0 | 0 | 0 | 0 | 41.0149 | 40.8098 | 40.6058 | 40.4027 | 40.2007 | 39.9997 | 39.7997 | 39.6007 | 39.4027 | 39.2057 | 39.0097 | 38.8146 | 38.6205 | 38.4274
Solar DEF Twin Rivers | Renewable:Solar PV | DEF | DEF | 0 | 0 | 0 | 0 | 0 | 41.221 | 41.0149 | 40.8098 | 40.6058 | 40.4027 | 40.2007 | 39.9997 | 39.7997 | 39.6007 | 39.4027 | 39.2057 | 39.0097 | 38.8146 | 38.6205
Solar DEF Winquepin | Renewable:Solar PV | DEF | DEF |  | 0 | 0 | 0 | 0 | 41.8455 | 41.6363 | 41.4281 | 41.221 | 41.0149 | 40.8098 | 40.6058 | 40.4027 | 40.2007 | 39.9997 | 39.7997 | 39.6007 | 39.4027 | 39.2057
Solar+Storage DEF NEW 1 | Renewable:Solar PV | DEF | DEF | 2039: 0; 2040: 17.8095; 2041: 35.53
Solar+Storage DEF NEW 1 PTC + ITC | Renewable:Solar PV | DEF | DEF | [6 empty] | 0 | 18.725 | 37.3564 | 55.8946 | 55.6151 | 55.3371 | 55.0604 | 54.7851 | 54.5111 | 54.2386 | 53.9674 | 35.888 | 17.899
Standby | Demand:Demand Response | DEF | DEF | 102.5822 | 106.429 | 110.2758 | 114.1227 | 117.9695 | 124.0603 | 127.9072 | 131.754 | 135.6008 | 139.4477 | 143.2945 | 147.1413 | 150.9881 | 154.8349 | 158.6818 | 162.5286 | 166.3754 | 170.2223 | 174.0691
SUWANNEE_P 1 | Gas/Oil:Combustion Turbine | DEF | DEF | 65 | 65 | 65 | 65 | 65 | 48 | 48 | 48 | 48 | 48 | 48 | 0
SUWANNEE_P 2 | Gas/Oil:Combustion Turbine | DEF | DEF | 64 | 64 | 64 | 64 | 64 | 48 | 48 | 48 | 48 | 48 | 48 | 0
SUWANNEE_P 3 | Gas/Oil:Combustion Turbine | DEF | DEF | 65 | 65 | 65 | 65 | 65 | 49 | 49 | 49 | 49 | 49 | 49 | 0
Tigerbay 1 | Gas/Oil:Combined Cycle | DEF | DEF | 230 | 230 | 230 | 252 | 252 | 221 | 221 | 221 | 221 | 221 | 221 | 221 | 0
U OF FL 1 | Gas/Oil:Combustion Turbine | DEF | DEF | 2023: 50; 2024: 50; 2025: 50; 2026: 50; 2027: 50
Voltage Red | Demand:Demand Response | DEF | DEF | 119.5659 | 135.6887 | 135.8504 | 136.3054 | 136.7441 | 0 | 0 | 0 | 0 | 0 | 0 | 0 | 0 | 0 | 0 | 0 | 0 | 0 | 0
WaterHtr_PP | Demand:Demand Response | DEF | DEF | 164.5851 | 168.2585 | 172.3686 | 172.6255 | 172.8824 | 94.0475 | 94.2832 | 94.519 | 94.7547 | 94.9904 | 95.2261 | 95.4618 | 95.6975 | 95.9332 | 96.1689 | 96.4046 | 96.6403 | 96.876 | 97.1117
Total |  |  |  | 13729.645 | 13651.7745 | 13459.0805 | 13243.5823 | 13336.0678 | 11855.5179 | 11892.889 | 11984.4605 | 12085.187 | 12285.0229 | 12745.1968 | 12656.7452 | 12884.5254 | 12586.3367 | 12585.179 | 12848.0527 | 12976.757 | 13545.6923 | 13544.6578
Group Totals
Resource | Type | BA | Area | 2023 | 2024 | 2025 | 2026 | 2027 | 2028 | 2029 | 2030 | 2031 | 2032 | 2033 | 2034 | 2035 | 2036 | 2037 | 2038 | 2039 | 2040 | 2041
Total | Coal:Conventional | DEF | DEF | 1442 | 1442 | 1442 | 1442 | 1442 | 1410 | 1410 | 1410 | 1410 | 1410 | 1410 | 0
Total | Demand:Demand Response | DEF | DEF | 1370.518 | 1407.6475 | 1430.8561 | 1436.3579 | 1441.8435 | 1012.9825 | 1018.0293 | 1023.0762 | 1028.1231 | 1033.17 | 1038.2167 | 1043.2634 | 1048.3103 | 1053.3572 | 1058.4041 | 1063.4508 | 1068.4977 | 1073.5445 | 1078.5913
Total | Gas/Oil:Combined Cycle | DEF | DEF | 6091 | 5976 | 6361 | 6366 | 6453 | 5926.316 | 5926.316 | 5926.316 | 5926.316 | 5926.316 | 5926.316 | 5926.316 | 5705.316 | 5705.316 | 5705.316 | 5705.316 | 5215.316 | 5215.316 | 5215.316
Total | Gas/Oil:Combustion Turbine | DEF | DEF | 3713.377 | 3713.377 | 3190.2244 | 2964.2244 | 2964.2244 | 1468 | 1468 | 1468 | 1468 | 1468 | 1468 | 2250.8 | 2250.8 | 1953.8 | 1953.8 | 1647.8 | 1862.6001 | 1862.6001 | 1862.6001
Total | Gas/Oil:Steam Turbine | DEF | DEF | 1035 | 1035 | 1035 | 1035 | 1035 | 1013 | 1013 | 1013 | 1013 | 1013 | 1013 | 1013 | 1013 | 1013 | 1013 | 1013 | 1013 | 1013 | 1013
Total | Nuclear:Nuclear | DEF | DEF | 2038: 570; 2039: 570; 2040: 1140; 2041: 1140
Total | Renewable:Biomass | DEF | DEF | 77.75 | 77.75 | 0 | 0 | 0 | 0 | 0 | 0 | 0 | 0 | 0 | 0 | 0 | 0 | 0 | 0 | 0 | 0 | 0
Total | Renewable:Solar PV | DEF | DEF | 0 | 0 | 0 | 0 | 0 | 1025.2194 | 1057.5437 | 1099.0683 | 1149.7479 | 1209.537 | 1259.6641 | 1253.3657 | 1247.099 | 1240.8634 | 1234.6589 | 1228.4858 | 1222.3432 | 1216.2317 | 1210.1504
Total | Storage:Battery | DEF | DEF | [7 empty] | 45 | 90 | 225 | 630 | 1170 | 1620 | 1620 | 1620 | 1620 | 2025 | 2025 | 2025
Battery Case
Resource | Type | BA | Area | 2023 | 2024 | 2025 | 2026 | 2027 | 2028 | 2029 | 2030 | 2031 | 2032 | 2033 | 2034 | 2035 | 2036 | 2037 | 2038 | 2039 | 2040 | 2041
AC | Demand:Demand Response | DEF | DEF | 0 | 0 | 0 | 0 | 0 | 387.1524 | 388.1167 | 389.0811 | 390.0454 | 391.0097 | 391.9739 | 392.9382 | 393.9026 | 394.8669 | 395.8312 | 396.7954 | 397.7597 | 398.724 | 399.6882
Anclote 1 | Gas/Oil:Steam Turbine | DEF | DEF | 521 | 521 | 521 | 521 | 521 | 508 | 508 | 508 | 508 | 508 | 508 | 508 | 508 | 508 | 508 | 508 | 508 | 508 | 508
Anclote 2 | Gas/Oil:Steam Turbine | DEF | DEF | 514 | 514 | 514 | 514 | 514 | 505 | 505 | 505 | 505 | 505 | 505 | 505 | 505 | 505 | 505 | 505 | 505 | 505 | 505
As Avail | Gas/Oil:Combined Cycle | DEF | DEF | 0 | 0 | 0 | 0 | 0 | 0 | 0 | 0 | 0 | 0 | 0 | 0 | 0 | 0 | 0 | 0 | 0 | 0 | 0
As Avail PCS | Renewable:Biomass | DEF | DEF | 0 | 0 | 0 | 0 | 0 | 0 | 0 | 0 | 0 | 0 | 0 | 0 | 0 | 0 | 0 | 0 | 0 | 0 | 0
Bartow CC 1 0 | Gas/Oil:Combined Cycle | DEF | DEF | 1194 | 1194 | 1294 | 1294 | 1294 | 1143 | 1143 | 1143 | 1143 | 1143 | 1143 | 1143 | 1143 | 1143 | 1143 | 1143 | 1143 | 1143 | 1143
Bartow CC 1 PAG | Gas/Oil:Combined Cycle | DEF | DEF | 65 | 65 | 65 | 65 | 65 | 69 | 69 | 69 | 69 | 69 | 69 | 69 | 69 | 69 | 69 | 69 | 69 | 69 | 69
BARTOW_P 1 | Gas/Oil:Combustion Turbine | DEF | DEF | 2023: 50; 2024: 50; 2025: 50; 2026: 50; 2027: 50
BARTOW_P 2 | Gas/Oil:Combustion Turbine | DEF | DEF | 53 | 53 | 53 | 53 | 53 | 41 | 41 | 41 | 41 | 41 | 41 | 0
BARTOW_P 3 | Gas/Oil:Combustion Turbine | DEF | DEF | 2023: 51; 2024: 51; 2025: 51; 2026: 51; 2027: 51
BARTOW_P 4 | Gas/Oil:Combustion Turbine | DEF | DEF | 58 | 58 | 58 | 58 | 58 | 45 | 45 | 45 | 45 | 45 | 45 | 0
Battery 2 Hours | Storage:Battery | DEF | DEF |  |  |  |  | 90 | 90 | 90 | 90 | 90 | 90 | 90 | 90 | 90 | 90 | 90 | 90 | 90 | 90 | 90
Battery 4 Hours | Storage:Battery | DEF | DEF | 2032: 135; 2033: 540; 2034: 1080; 2035: 1530; 2036: 1530; 2037: 1530; 2038: 1530; 2039: 1935; 2040: 1935; 2041: 1935
BAYBORO_P 1 | Gas/Oil:Combustion Turbine | DEF | DEF | 2023: 58; 2024: 58; 2025: 58
BAYBORO_P 2 | Gas/Oil:Combustion Turbine | DEF | DEF | 2023: 55; 2024: 55; 2025: 55
BAYBORO_P 3 | Gas/Oil:Combustion Turbine | DEF | DEF | 2023: 57; 2024: 57; 2025: 57
BAYBORO_P 4 | Gas/Oil:Combustion Turbine | DEF | DEF | 2023: 56; 2024: 56; 2025: 56
Citrus CC 1 | Gas/Oil:Combined Cycle | DEF | DEF | 864.2495 | 864.2495 | 864.2495 | 886.2495 | 886.2495 | 758.3281 | 758.3281 | 758.3281 | 758.3281 | 758.3281 | 758.3281 | 758.3281 | 758.3281 | 758.3281 | 758.3281 | 758.3281 | 758.3281 | 758.3281 | 758.3281
Citrus CC 1 Duct | Gas/Oil:Combined Cycle | DEF | DEF | 60.7505 | 60.7505 | 60.7505 | 60.7505 | 60.7505 | 70.6719 | 70.6719 | 70.6719 | 70.6719 | 70.6719 | 70.6719 | 70.6719 | 70.6719 | 70.6719 | 70.6719 | 70.6719 | 70.6719 | 70.6719 | 70.6719
Citrus CC 2 | Gas/Oil:Combined Cycle | DEF | DEF | 868.8851 | 868.8851 | 868.8851 | 868.8851 | 890.8851 | 751.824 | 751.824 | 751.824 | 751.824 | 751.824 | 751.824 | 751.824 | 751.824 | 751.824 | 751.824 | 751.824 | 751.824 | 751.824 | 751.824
Citrus CC 2 Duct | Gas/Oil:Combined Cycle | DEF | DEF | 60.1148 | 60.1148 | 60.1148 | 60.1148 | 60.1148 | 73.176 | 73.176 | 73.176 | 73.176 | 73.176 | 73.176 | 73.176 | 73.176 | 73.176 | 73.176 | 73.176 | 73.176 | 73.176 | 73.176
Crystal 4 | Coal:Conventional | DEF | DEF | 721 | 721 | 721 | 721 | 721 | 712 | 712 | 712 | 712 | 712 | 712 | 0
Crystal 5 | Coal:Conventional | DEF | DEF | 721 | 721 | 721 | 721 | 721 | 698 | 698 | 698 | 698 | 698 | 698 | 0
DEBARY 10 | Gas/Oil:Combustion Turbine | DEF | DEF | 88 | 88 | 88 | 88 | 88 | 72 | 72 | 72 | 72 | 72 | 72 | 72 | 72 | 0
DEBARY 2 | Gas/Oil:Combustion Turbine | DEF | DEF | 2023: 57; 2024: 57; 2025: 57; 2026: 57; 2027: 57
DEBARY 3 | Gas/Oil:Combustion Turbine | DEF | DEF | 2023: 59; 2024: 59; 2025: 59; 2026: 59; 2027: 59
DEBARY 4 | Gas/Oil:Combustion Turbine | DEF | DEF | 2023: 59; 2024: 59; 2025: 59; 2026: 59; 2027: 59
DEBARY 5 | Gas/Oil:Combustion Turbine | DEF | DEF | 2023: 58; 2024: 58; 2025: 58; 2026: 58; 2027: 58
DEBARY 6 | Gas/Oil:Combustion Turbine | DEF | DEF | 2023: 59; 2024: 59; 2025: 59; 2026: 59; 2027: 59
DEBARY 7 | Gas/Oil:Combustion Turbine | DEF | DEF | 93 | 93 | 93 | 93 | 93 | 74 | 74 | 74 | 74 | 74 | 74 | 74 | 74 | 0
DEBARY 8 | Gas/Oil:Combustion Turbine | DEF | DEF | 94 | 94 | 94 | 94 | 94 | 75 | 75 | 75 | 75 | 75 | 75 | 75 | 75 | 0
DEBARY 9 | Gas/Oil:Combustion Turbine | DEF | DEF | 94 | 94 | 94 | 94 | 94 | 76 | 76 | 76 | 76 | 76 | 76 | 76 | 76 | 0
DEF Nuclear GE X300 PTC | Nuclear:Nuclear | DEF | DEF | 2038: 570; 2039: 570; 2040: 1140; 2041: 1140
Gen 190MW CT | Gas/Oil:Combustion Turbine | DEF | DEF | 2034: 1288.8; 2035: 1288.8; 2036: 1288.8; 2037: 1288.8; 2038: 1288.8; 2039: 1288.8; 2040: 1288.8; 2041: 1288.8
Gen 190MW CT Ave | Gas/Oil:Combustion Turbine | DEF | DEF | 2039: 214.8; 2040: 214.8; 2041: 214.8
HEAT | Demand:Demand Response | DEF | DEF | 604.255 | 617.7414 | 632.8313 | 633.7745 | 634.7175 | 0 | 0 | 0 | 0 | 0 | 0 | 0 | 0 | 0 | 0 | 0 | 0 | 0 | 0
Hines CC 1 | Gas/Oil:Combined Cycle | DEF | DEF | 521 | 521 | 521 | 521 | 521 | 490 | 490 | 490 | 490 | 490 | 490 | 490 | 490 | 490 | 490 | 490 | 0
Hines CC 2 | Gas/Oil:Combined Cycle | DEF | DEF | 549 | 549 | 549 | 614 | 614 | 597 | 597 | 597 | 597 | 597 | 597 | 597 | 597 | 597 | 597 | 597 | 597 | 597 | 597
Hines CC 3 | Gas/Oil:Combined Cycle | DEF | DEF | 555 | 555 | 555 | 555 | 620 | 588 | 588 | 588 | 588 | 588 | 588 | 588 | 588 | 588 | 588 | 588 | 588 | 588 | 588
Hines CC 4 | Gas/Oil:Combined Cycle | DEF | DEF | 544 | 544 | 544 | 544 | 544 | 568 | 568 | 568 | 568 | 568 | 568 | 568 | 568 | 568 | 568 | 568 | 568 | 568 | 568
INT CITY 1 | Gas/Oil:Combustion Turbine | DEF | DEF | 61 | 61 | 61 | 61 | 61 | 45 | 45 | 45 | 45 | 45 | 45 | 0
INT CITY 10 | Gas/Oil:Combustion Turbine | DEF | DEF | 86 | 86 | 86 | 86 | 86 | 74 | 74 | 74 | 74 | 74 | 74 | 74 | 74 | 74 | 74 | 0
INT CITY 11 | Gas/Oil:Combustion Turbine | DEF | DEF | 161 | 161 | 161 | 161 | 161 | 140 | 140 | 140 | 140 | 140 | 140 | 140 | 140 | 140 | 140 | 140 | 140 | 140 | 140
INT CITY 12 | Gas/Oil:Combustion Turbine | DEF | DEF | 89 | 89 | 89 | 89 | 89 | 73 | 73 | 73 | 73 | 73 | 73 | 73 | 73 | 73 | 73 | 73 | 73 | 73 | 73
INT CITY 13 | Gas/Oil:Combustion Turbine | DEF | DEF | 91 | 91 | 91 | 91 | 91 | 73 | 73 | 73 | 73 | 73 | 73 | 73 | 73 | 73 | 73 | 73 | 73 | 73 | 73
INT CITY 14 | Gas/Oil:Combustion Turbine | DEF | DEF | 90 | 90 | 90 | 90 | 90 | 73 | 73 | 73 | 73 | 73 | 73 | 73 | 73 | 73 | 73 | 73 | 73 | 73 | 73
INT CITY 2 | Gas/Oil:Combustion Turbine | DEF | DEF | 60 | 60 | 60 | 60 | 60 | 46 | 46 | 46 | 46 | 46 | 46 | 0
INT CITY 3 | Gas/Oil:Combustion Turbine | DEF | DEF | 61 | 61 | 61 | 61 | 61 | 46 | 46 | 46 | 46 | 46 | 46 | 0
INT CITY 4 | Gas/Oil:Combustion Turbine | DEF | DEF | 62 | 62 | 62 | 62 | 62 | 46 | 46 | 46 | 46 | 46 | 46 | 0
INT CITY 5 | Gas/Oil:Combustion Turbine | DEF | DEF | 59 | 59 | 59 | 59 | 59 | 45 | 45 | 45 | 45 | 45 | 45 | 0
INT CITY 6 | Gas/Oil:Combustion Turbine | DEF | DEF | 60 | 60 | 60 | 60 | 60 | 47 | 47 | 47 | 47 | 47 | 47 | 0
INT CITY 7 | Gas/Oil:Combustion Turbine | DEF | DEF | 90 | 90 | 90 | 90 | 90 | 78 | 78 | 78 | 78 | 78 | 78 | 78 | 78 | 78 | 78 | 0
INT CITY 8 | Gas/Oil:Combustion Turbine | DEF | DEF | 88 | 88 | 88 | 88 | 88 | 77 | 77 | 77 | 77 | 77 | 77 | 77 | 77 | 77 | 77 | 0
INT CITY 9 | Gas/Oil:Combustion Turbine | DEF | DEF | 88 | 88 | 88 | 88 | 88 | 77 | 77 | 77 | 77 | 77 | 77 | 77 | 77 | 77 | 77 | 0
INTER | Demand:Demand Response | DEF | DEF | 379.5299 | 379.5299 | 379.5299 | 379.5299 | 379.5299 | 407.7222 | 407.7222 | 407.7222 | 407.7222 | 407.7222 | 407.7222 | 407.7222 | 407.7222 | 407.7222 | 407.7222 | 407.7222 | 407.7222 | 407.7222 | 407.7222
Mulberry | Gas/Oil:Combined Cycle | DEF | DEF | 2023: 115; 2024: 115
NSG Vand CT 1 | Gas/Oil:Combustion Turbine | DEF | DEF | 2023: 175.3061; 2024: 175.3061; 2025: 175.3061; 2026: 175.3061; 2027: 175.3061
NSG Vand CT 2 | Gas/Oil:Combustion Turbine | DEF | DEF | 2023: 175.3061; 2024: 175.3061; 2025: 175.3061; 2026: 175.3061; 2027: 175.3061
NSG Vand CT 3 | Gas/Oil:Combustion Turbine | DEF | DEF | 2023: 175.3061; 2024: 175.3061; 2025: 175.3061; 2026: 175.3061; 2027: 175.3061
NSG Vand CT 4 | Gas/Oil:Combustion Turbine | DEF | DEF | 2023: 175.3061; 2024: 175.3061; 2025: 175.3061; 2026: 175.3061; 2027: 175.3061
Orange Cogen | Gas/Oil:Combined Cycle | DEF | DEF | 2023: 104; 2024: 104; 2025: 104
Orlando Cogen | Gas/Oil:Combined Cycle | DEF | DEF | 2023: 115
Osprey 1 0 | Gas/Oil:Combined Cycle | DEF | DEF | 2023: 245; 2024: 245
Osprey 1 1 | Gas/Oil:Combined Cycle | DEF | DEF | 2023: 0; 2024: 0
Osprey 1 2 | Gas/Oil:Combined Cycle | DEF | DEF | 2023: 0; 2024: 0
OspreyAcq | Gas/Oil:Combined Cycle | DEF | DEF |  | 0 | 602.7501 | 602.7501 | 602.7501 | 543.1 | 543.1 | 543.1 | 543.1 | 543.1 | 543.1 | 543.1 | 543.1 | 543.1 | 543.1 | 543.1 | 543.1 | 543.1 | 543.1
OspreyAcqDF | Gas/Oil:Combined Cycle | DEF | DEF |  | 0 | 42.2499 | 42.2499 | 42.2499 | 53.216 | 53.216 | 53.216 | 53.216 | 53.216 | 53.216 | 53.216 | 53.216 | 53.216 | 53.216 | 53.216 | 53.216 | 53.216 | 53.216
Pasco County | Renewable:Biomass | DEF | DEF | 23 | 23 | 0 | 0 | 0 | 0 | 0 | 0 | 0 | 0 | 0 | 0 | 0 | 0 | 0 | 0 | 0 | 0 | 0
Pinellas County | Renewable:Biomass | DEF | DEF | 54.75 | 54.75 | 0 | 0 | 0 | 0 | 0 | 0 | 0 | 0 | 0 | 0 | 0 | 0 | 0 | 0 | 0 | 0 | 0
Shady Hills 1 | Gas/Oil:Combustion Turbine | DEF | DEF | 2023: 174.3842; 2024: 174.3842
Shady Hills 2 | Gas/Oil:Combustion Turbine | DEF | DEF | 2023: 174.3842; 2024: 174.3842
Shady Hills 3 | Gas/Oil:Combustion Turbine | DEF | DEF | 2023: 174.3842; 2024: 174.3842
Solar 3rdParty Block 1 | Renewable:Solar PV | DEF | DEF |  | 0 | 0 | 0 | 0 | 0 | 0 | 0 | 0 | 0 | 0 | 0 | 0 | 0 | 0 | 0 | 0 | 0 | 0
Solar 3rdParty Block 2 | Renewable:Solar PV | DEF | DEF | 2032: 0; 2033: 0; 2034: 0; 2035: 0; 2036: 0; 2037: 0; 2038: 0; 2039: 0; 2040: 0; 2041: 0
Solar 3rdParty Block 3 | Renewable:Solar PV | DEF | DEF | 2040: 0; 2041: 0
Solar DEF Bay Ranch | Renewable:Solar PV | DEF | DEF | 0 | 0 | 0 | 0 | 0 | 41.6363 | 41.4281 | 41.221 | 41.0149 | 40.8098 | 40.6058 | 40.4027 | 40.2007 | 39.9997 | 39.7997 | 39.6007 | 39.4027 | 39.2057 | 39.0097
Solar DEF Bay Trail | Renewable:Solar PV | DEF | DEF | 0 | 0 | 0 | 0 | 0 | 41.6363 | 41.4281 | 41.221 | 41.0149 | 40.8098 | 40.6058 | 40.4027 | 40.2007 | 39.9997 | 39.7997 | 39.6007 | 39.4027 | 39.2057 | 39.0097
Solar DEF Charlie Creek | Renewable:Solar PV | DEF | DEF | 0 | 0 | 0 | 0 | 0 | 41.6363 | 41.4281 | 41.221 | 41.0149 | 40.8098 | 40.6058 | 40.4027 | 40.2007 | 39.9997 | 39.7997 | 39.6007 | 39.4027 | 39.2057 | 39.0097
Solar DEF Columbia | Renewable:Solar PV | DEF | DEF | 0 | 0 | 0 | 0 | 0 | 41.0149 | 40.8098 | 40.6058 | 40.4027 | 40.2007 | 39.9997 | 39.7997 | 39.6007 | 39.4027 | 39.2057 | 39.0097 | 38.8146 | 38.6205 | 38.4274
Solar DEF County Line | Renewable:Solar PV | DEF | DEF |  |  | 0 | 0 | 0 | 42.0558 | 41.8455 | 41.6363 | 41.4281 | 41.221 | 41.0149 | 40.8098 | 40.6058 | 40.4027 | 40.2007 | 39.9997 | 39.7997 | 39.6007 | 39.4027
Solar DEF Debary | Renewable:Solar PV | DEF | DEF | 0 | 0 | 0 | 0 | 0 | 32.2072 | 32.0462 | 31.886 | 31.7265 | 31.5679 | 31.4101 | 31.253 | 31.0968 | 30.9413 | 30.7866 | 30.6326 | 30.4795 | 30.3271 | 30.1754
Solar DEF Duette | Renewable:Solar PV | DEF | DEF | 0 | 0 | 0 | 0 | 0 | 41.2069 | 41.0008 | 40.7958 | 40.5919 | 40.3889 | 40.1869 | 39.986 | 39.7861 | 39.5872 | 39.3892 | 39.1923 | 38.9963 | 38.8013 | 38.6073
Solar DEF Falmouth | Renewable:Solar PV | DEF | DEF |  | 0 | 0 | 0 | 0 | 41.8455 | 41.6363 | 41.4281 | 41.221 | 41.0149 | 40.8098 | 40.6058 | 40.4027 | 40.2007 | 39.9997 | 39.7997 | 39.6007 | 39.4027 | 39.2057
Solar DEF Fort Green | Renewable:Solar PV | DEF | DEF | 0 | 0 | 0 | 0 | 0 | 32.7064 | 32.5429 | 32.3802 | 32.2183 | 32.0572 | 31.8969 | 31.7374 | 31.5787 | 31.4208 | 31.2637 | 31.1074 | 30.9519 | 30.7971 | 30.6431
Solar DEF Hamilton | Renewable:Solar PV | DEF | DEF | 0 | 0 | 0 | 0 | 0 | 40.8098 | 40.6058 | 40.4027 | 40.2007 | 39.9997 | 39.7997 | 39.6007 | 39.4027 | 39.2057 | 39.0097 | 38.8146 | 38.6205 | 38.4274 | 38.2353
Solar DEF Hardeetown | Renewable:Solar PV | DEF | DEF | 0 | 0 | 0 | 0 | 0 | 41.6363 | 41.4281 | 41.221 | 41.0149 | 40.8098 | 40.6058 | 40.4027 | 40.2007 | 39.9997 | 39.7997 | 39.6007 | 39.4027 | 39.2057 | 39.0097
Solar DEF High Spring | Renewable:Solar PV | DEF | DEF | 0 | 0 | 0 | 0 | 0 | 41.6363 | 41.4281 | 41.221 | 41.0149 | 40.8098 | 40.6058 | 40.4027 | 40.2007 | 39.9997 | 39.7997 | 39.6007 | 39.4027 | 39.2057 | 39.0097
Solar DEF Hildreth | Renewable:Solar PV | DEF | DEF | 0 | 0 | 0 | 0 | 0 | 41.6363 | 41.4281 | 41.221 | 41.0149 | 40.8098 | 40.6058 | 40.4027 | 40.2007 | 39.9997 | 39.7997 | 39.6007 | 39.4027 | 39.2057 | 39.0097
Solar DEF Lake Placid | Renewable:Solar PV | DEF | DEF | 0 | 0 | 0 | 0 | 0 | 24.6418 | 24.5186 | 24.396 | 24.274 | 24.1526 | 24.0319 | 23.9117 | 23.7921 | 23.6732 | 23.5548 | 23.437 | 23.3199 | 23.2033 | 23.0872
Solar DEF Mule Creek | Renewable:Solar PV | DEF | DEF |  | 0 | 0 | 0 | 0 | 41.8455 | 41.6363 | 41.4281 | 41.221 | 41.0149 | 40.8098 | 40.6058 | 40.4027 | 40.2007 | 39.9997 | 39.7997 | 39.6007 | 39.4027 | 39.2057
Solar DEF NEW 1 | Renewable:Solar PV | DEF | DEF | 2035: 35.6191; 2036: 35.441; 2037: 35.2638; 2038: 35.0875; 2039: 34.912; 2040: 34.7375; 2041: 34.5638
Solar DEF NEW 1 PTC | Renewable:Solar PV | DEF | DEF | 2025: 0; 2026: 0; 2027: 0; 2028: 36.8911; 2029: 36.7066; 2030: 36.5231; 2031: 36.3405; 2032: 36.1588; 2033: 35.978; 2034: 35.7981
Solar DEF NEW 2 | Renewable:Solar PV | DEF | DEF | 2035: 71.2381; 2036: 70.882; 2037: 70.5275; 2038: 70.1749; 2039: 69.824; 2040: 69.4749; 2041: 69.1275
Solar DEF NEW 2 PTC | Renewable:Solar PV | DEF | DEF | 2025: 0; 2026: 0; 2027: 0; 2028: 73.7821; 2029: 73.4132; 2030: 73.0462; 2031: 72.6809; 2032: 72.3175; 2033: 71.9559; 2034: 71.5962; 2035: 0
Solar DEF NEW 3 | Renewable:Solar PV | DEF | DEF | 2037: 0; 2038: 35.6191; 2039: 71.0601; 2040: 97.4191; 2041: 132.551
Solar DEF NEW 3 PTC | Renewable:Solar PV | DEF | DEF |  |  |  |  | 0 | 37.45 | 74.7128 | 102.4267 | 139.3645 | 185.4803 | 240.7279 | 239.5242 | 238.3266 | 237.135 | 235.9493 | 199.1505 | 162.5356 | 135.0086 | 98.7145
Solar DEF NEW 4 | Renewable:Solar PV | DEF | DEF | 2036: 0; 2037: 71.2381; 2038: 70.882; 2039: 70.5275; 2040: 70.1749; 2041: 69.824
Solar DEF NEW 4 PTC | Renewable:Solar PV | DEF | DEF | 2026: 0; 2027: 0; 2028: 74.5255; 2029: 74.1529; 2030: 73.7821; 2031: 73.4132; 2032: 73.0462; 2033: 72.6809; 2034: 72.3175; 2035: 71.9559; 2036: 71.5962
Solar DEF NEW 6 PTC | Renewable:Solar PV | DEF | DEF | 2033: 0; 2034: 0; 2035: 0; 2036: 0; 2037: 0; 2038: 0; 2039: 0; 2040: 0; 2041: 0
Solar DEF Osc Perry Suw | Renewable:Solar PV | DEF | DEF | 0 | 0 | 0 | 0 | 0 | 7.5375 | 7.4998 | 7.4623 | 7.425 | 7.3879 | 7.3509 | 7.3142 | 7.2776 | 7.2412 | 7.205 | 7.169 | 7.1332 | 7.0975 | 7.062
Solar DEF Sandy Creek | Renewable:Solar PV | DEF | DEF | 0 | 0 | 0 | 0 | 0 | 41.4281 | 41.221 | 41.0149 | 40.8098 | 40.6058 | 40.4027 | 40.2007 | 39.9997 | 39.7997 | 39.6007 | 39.4027 | 39.2057 | 39.0097 | 38.8146
Solar DEF Santa Fe | Renewable:Solar PV | DEF | DEF | 0 | 0 | 0 | 0 | 0 | 41.221 | 41.0149 | 40.8098 | 40.6058 | 40.4027 | 40.2007 | 39.9997 | 39.7997 | 39.6007 | 39.4027 | 39.2057 | 39.0097 | 38.8146 | 38.6205
Solar DEF St Pete Pier | Renewable:Solar PV | DEF | DEF | 0 | 0 | 0 | 0 | 0 | 0.1512 | 0.15075 | 0.14985 | 0.14895 | 0.1485 | 0.1476 | 0.1467 | 0.14625 | 0.14535 | 0.14445 | 0.144 | 0.1431 | 0.14265 | 0.14175
Solar DEF Trenton | Renewable:Solar PV | DEF | DEF | 0 | 0 | 0 | 0 | 0 | 41.0149 | 40.8098 | 40.6058 | 40.4027 | 40.2007 | 39.9997 | 39.7997 | 39.6007 | 39.4027 | 39.2057 | 39.0097 | 38.8146 | 38.6205 | 38.4274
Solar DEF Twin Rivers | Renewable:Solar PV | DEF | DEF | 0 | 0 | 0 | 0 | 0 | 41.221 | 41.0149 | 40.8098 | 40.6058 | 40.4027 | 40.2007 | 39.9997 | 39.7997 | 39.6007 | 39.4027 | 39.2057 | 39.0097 | 38.8146 | 38.6205
Solar DEF Winquepin | Renewable:Solar PV | DEF | DEF |  | 0 | 0 | 0 | 0 | 41.8455 | 41.6363 | 41.4281 | 41.221 | 41.0149 | 40.8098 | 40.6058 | 40.4027 | 40.2007 | 39.9997 | 39.7997 | 39.6007 | 39.4027 | 39.2057
Solar+Storage DEF NEW 1 | Renewable:Solar PV | DEF | DEF | 2039: 0; 2040: 17.8095; 2041: 35.53
Solar+Storage DEF NEW 1 PTC + ITC | Renewable:Solar PV | DEF | DEF | [6 empty] | 0 | 18.725 | 37.3564 | 55.8946 | 55.6151 | 55.3371 | 55.0604 | 54.7851 | 54.5111 | 54.2386 | 53.9674 | 35.888 | 17.899
Standby | Demand:Demand Response | DEF | DEF | 102.5822 | 106.429 | 110.2758 | 114.1227 | 117.9695 | 124.0603 | 127.9072 | 131.754 | 135.6008 | 139.4477 | 143.2945 | 147.1413 | 150.9881 | 154.8349 | 158.6818 | 162.5286 | 166.3754 | 170.2223 | 174.0691
SUWANNEE_P 1 | Gas/Oil:Combustion Turbine | DEF | DEF | 65 | 65 | 65 | 65 | 65 | 48 | 48 | 48 | 48 | 48 | 48 | 0
SUWANNEE_P 2 | Gas/Oil:Combustion Turbine | DEF | DEF | 64 | 64 | 64 | 64 | 64 | 48 | 48 | 48 | 48 | 48 | 48 | 0
SUWANNEE_P 3 | Gas/Oil:Combustion Turbine | DEF | DEF | 65 | 65 | 65 | 65 | 65 | 49 | 49 | 49 | 49 | 49 | 49 | 0
Tigerbay 1 | Gas/Oil:Combined Cycle | DEF | DEF | 230 | 230 | 230 | 252 | 252 | 221 | 221 | 221 | 221 | 221 | 221 | 221 | 0
U OF FL 1 | Gas/Oil:Combustion Turbine | DEF | DEF | 2023: 50; 2024: 50; 2025: 50; 2026: 50; 2027: 50
Voltage Red | Demand:Demand Response | DEF | DEF | 119.5659 | 135.6887 | 135.8504 | 136.3054 | 136.7441 | 0 | 0 | 0 | 0 | 0 | 0 | 0 | 0 | 0 | 0 | 0 | 0 | 0 | 0
WaterHtr_PP | Demand:Demand Response | DEF | DEF | 164.5851 | 168.2585 | 172.3686 | 172.6255 | 172.8824 | 94.0475 | 94.2832 | 94.519 | 94.7547 | 94.9904 | 95.2261 | 95.4618 | 95.6975 | 95.9332 | 96.1689 | 96.4046 | 96.6403 | 96.876 | 97.1117
Total |  |  |  | 13729.645 | 13651.7745 | 13459.0805 | 13243.5823 | 13426.0678 | 11945.5179 | 11982.889 | 12029.4605 | 12085.187 | 12285.0229 | 12745.1968 | 12656.7452 | 12884.5254 | 12586.3367 | 12585.179 | 12848.0527 | 12976.757 | 13545.6923 | 13544.6578
Group Totals
Resource | Type | BA | Area | 2023 | 2024 | 2025 | 2026 | 2027 | 2028 | 2029 | 2030 | 2031 | 2032 | 2033 | 2034 | 2035 | 2036 | 2037 | 2038 | 2039 | 2040 | 2041
Total | Coal:Conventional | DEF | DEF | 1442 | 1442 | 1442 | 1442 | 1442 | 1410 | 1410 | 1410 | 1410 | 1410 | 1410 | 0
Total | Demand:Demand Response | DEF | DEF | 1370.518 | 1407.6475 | 1430.8561 | 1436.3579 | 1441.8435 | 1012.9825 | 1018.0293 | 1023.0762 | 1028.1231 | 1033.17 | 1038.2167 | 1043.2634 | 1048.3103 | 1053.3572 | 1058.4041 | 1063.4508 | 1068.4977 | 1073.5445 | 1078.5913
Total | Gas/Oil:Combined Cycle | DEF | DEF | 6091 | 5976 | 6361 | 6366 | 6453 | 5926.316 | 5926.316 | 5926.316 | 5926.316 | 5926.316 | 5926.316 | 5926.316 | 5705.316 | 5705.316 | 5705.316 | 5705.316 | 5215.316 | 5215.316 | 5215.316
Total | Gas/Oil:Combustion Turbine | DEF | DEF | 3713.377 | 3713.377 | 3190.2244 | 2964.2244 | 2964.2244 | 1468 | 1468 | 1468 | 1468 | 1468 | 1468 | 2250.8 | 2250.8 | 1953.8 | 1953.8 | 1647.8 | 1862.6001 | 1862.6001 | 1862.6001
Total | Gas/Oil:Steam Turbine | DEF | DEF | 1035 | 1035 | 1035 | 1035 | 1035 | 1013 | 1013 | 1013 | 1013 | 1013 | 1013 | 1013 | 1013 | 1013 | 1013 | 1013 | 1013 | 1013 | 1013
Total | Nuclear:Nuclear | DEF | DEF | 2038: 570; 2039: 570; 2040: 1140; 2041: 1140
Total | Renewable:Biomass | DEF | DEF | 77.75 | 77.75 | 0 | 0 | 0 | 0 | 0 | 0 | 0 | 0 | 0 | 0 | 0 | 0 | 0 | 0 | 0 | 0 | 0
Total | Renewable:Solar PV | DEF | DEF | 0 | 0 | 0 | 0 | 0 | 1025.2194 | 1057.5437 | 1099.0683 | 1149.7479 | 1209.537 | 1259.6641 | 1253.3657 | 1247.099 | 1240.8634 | 1234.6589 | 1228.4858 | 1222.3432 | 1216.2317 | 1210.1504
Total | Storage:Battery | DEF | DEF |  |  |  |  | 90 | 90 | 90 | 90 | 90 | 225 | 630 | 1170 | 1620 | 1620 | 1620 | 1620 | 2025 | 2025 | 2025

## Capacity Factor
Capacity Factor (%)
Base Case
Resource | Type | BA | Area | 2023 | 2024 | 2025 | 2026 | 2027 | 2028 | 2029 | 2030 | 2031 | 2032 | 2033 | 2034 | 2035 | 2036 | 2037 | 2038 | 2039 | 2040 | 2041
AC | Demand:Demand Response | DEF | DEF | 2025: 0.000516%; 2029: 0.006031%; 2030: 0.0009621%; 2031: 0.00779%; 2032: 0.000307%; 2033: 0.05296%; 2035: 8.054e-05%; 2036: 8.035e-05%; 2037: 0.1578%
Anclote 1 | Gas/Oil:Steam Turbine | DEF | DEF | 20.44% | 24.18% | 9.839% | 17.51% | 15.96% | 14.9% | 11.69% | 10.24% | 6.019% | 7.047% | 6.533% | 9.388% | 11.15% | 11.15% | 15.81% | 11.46% | 12.3% | 6.423% | 5.442%
Anclote 2 | Gas/Oil:Steam Turbine | DEF | DEF | 16.25% | 15.36% | 7.893% | 10.54% | 9.803% | 12.55% | 8.5% | 6.021% | 6.5% | 4.927% | 4.258% | 5.704% | 8.413% | 9.046% | 10.52% | 5.596% | 2.542% | 2.496% | 2.111%
As Avail | Gas/Oil:Combined Cycle | DEF | DEF | 20% | 19.95% | 20% | 20% | 20% | 20.22% | 20% | 20% | 20% | 19.95% | 20% | 20% | 20% | 19.95% | 20% | 20% | 20% | 19.95% | 20%
As Avail PCS | Renewable:Biomass | DEF | DEF | 40% | 39.89% | 40% | 40% | 40% | 40.16% | 40% | 40% | 40% | 40.16% | 40% | 40% | 40% | 40.16% | 40% | 40% | 40% | 39.89% | 40%
Bartow CC 1 0 | Gas/Oil:Combined Cycle | DEF | DEF | 64.21% | 60.07% | 60.84% | 60.01% | 55.57% | 56.37% | 60.22% | 60.05% | 61.09% | 60.48% | 58.69% | 61.58% | 63.16% | 64.64% | 58.78% | 63.8% | 64.02% | 63.43% | 59.69%
Bartow CC 1 PAG | Gas/Oil:Combined Cycle | DEF | DEF | 28.91% | 27.29% | 20.17% | 21.54% | 18.97% | 19.34% | 18.77% | 13.76% | 10.88% | 10.86% | 9.649% | 15.5% | 18.98% | 18.31% | 20.08% | 17.98% | 19.54% | 16.66% | 16.06%
BARTOW_P 1 | Gas/Oil:Combustion Turbine | DEF | DEF | 2026: 0.02561%
BARTOW_P 2 | Gas/Oil:Combustion Turbine | DEF | DEF | 0.229% | 0.4478% | 0.3995% | 0.3924% | 0.1732% | 0.494% | 0.8874% | 1.005% | 0.394% | 0.4501% | 0.4963% | 0.8401%
BARTOW_P 3 | Gas/Oil:Combustion Turbine | DEF | DEF | 2026: 0.03055%
BARTOW_P 4 | Gas/Oil:Combustion Turbine | DEF | DEF | 0.4984% | 0.5483% | 1.04% | 1.145% | 0.6043% | 0.8096% | 1.37% | 1.094% | 1.058% | 0.9055% | 0.7959% | 1.019%
Battery 4 Hours | Storage:Battery | DEF | DEF | [7 empty] | 18.2% | 16.73% | 16.8% | 16.71% | 17.33% | 17.39% | 17.14% | 17.2% | 17.01% | 16.8% | 16.75% | 16.65%
BAYBORO_P 1 | Gas/Oil:Combustion Turbine | DEF | DEF | 2024: 0.03081%
BAYBORO_P 2 | Gas/Oil:Combustion Turbine | DEF | DEF | 2023: 0.005238%; 2024: 0.005222%; 2025: 0.008113%
BAYBORO_P 3 | Gas/Oil:Combustion Turbine | DEF | DEF
BAYBORO_P 4 | Gas/Oil:Combustion Turbine | DEF | DEF | 2024: 0.006905%
Citrus CC 1 | Gas/Oil:Combined Cycle | DEF | DEF | 85.59% | 87.71% | 81.58% | 87.79% | 85.85% | 76.68% | 82.08% | 80.22% | 74.71% | 76.57% | 75.84% | 75.45% | 73.01% | 74.07% | 69.33% | 71.91% | 70.75% | 65.31% | 67.02%
Citrus CC 1 Duct | Gas/Oil:Combined Cycle | DEF | DEF | 32.51% | 32.61% | 22.02% | 24.61% | 22.18% | 21.16% | 20.52% | 15.21% | 11.56% | 12.21% | 12.25% | 17.13% | 21.29% | 21.92% | 24.56% | 20.06% | 22.85% | 18.74% | 20.18%
Citrus CC 2 | Gas/Oil:Combined Cycle | DEF | DEF | 85.35% | 87.51% | 87.11% | 81.72% | 88.38% | 76.89% | 84.02% | 82.61% | 73.83% | 77.05% | 76.03% | 76.39% | 74.21% | 73.99% | 69.76% | 71.39% | 71.93% | 61.92% | 69.11%
Citrus CC 2 Duct | Gas/Oil:Combined Cycle | DEF | DEF | 30.29% | 33.21% | 23.33% | 19.09% | 20.74% | 19.97% | 20.49% | 13.77% | 10.83% | 10.54% | 10.95% | 16.06% | 19.14% | 20.85% | 20.93% | 18.33% | 20.7% | 18.08% | 18.28%
Crystal 4 | Coal:Conventional | DEF | DEF | 11.41% | 12.09% | 12.58% | 10.55% | 12.72% | 18.05% | 17.71% | 21.94% | 35.98% | 26.14% | 29.55% | 30.59%
Crystal 5 | Coal:Conventional | DEF | DEF | 7.765% | 12.39% | 12.62% | 11.07% | 10.95% | 16.33% | 14.22% | 22.2% | 28.33% | 31.98% | 27.66% | 24.89%
DEBARY 10 | Gas/Oil:Combustion Turbine | DEF | DEF | 2025: 0.01651%; 2026: 0.0188%; 2028: 0.0532%; 2029: 0.3419%; 2030: 0.1864%; 2032: 0.01822%; 2033: 0.09007%; 2034: 0.05484%; 2035: 0.1462%
DEBARY 2 | Gas/Oil:Combustion Turbine | DEF | DEF | 2024: 0.04021%
DEBARY 3 | Gas/Oil:Combustion Turbine | DEF | DEF | 2025: 0.03033%; 2026: 0.06938%; 2027: 0.01967%
DEBARY 4 | Gas/Oil:Combustion Turbine | DEF | DEF | 2024: 0.01996%; 2025: 0.03439%; 2026: 0.07727%; 2027: 0.0387%
DEBARY 5 | Gas/Oil:Combustion Turbine | DEF | DEF | 2024: 0.0188%; 2027: 0.06782%
DEBARY 6 | Gas/Oil:Combustion Turbine | DEF | DEF | 2023: 0.03025%; 2024: 0.0453%; 2025: 0.004353%; 2026: 0.04876%; 2027: 0.06127%
DEBARY 7 | Gas/Oil:Combustion Turbine | DEF | DEF | 1.769% | 1.825% | 2.628% | 2.259% | 1.942% | 2.232% | 2.682% | 2.305% | 1.687% | 1.378% | 1.225% | 1.525% | 1.309% | 0.8363%
DEBARY 8 | Gas/Oil:Combustion Turbine | DEF | DEF | 2.259% | 3.074% | 2.906% | 2.54% | 1.694% | 2.468% | 2.403% | 2.405% | 1.751% | 1.852% | 1.477% | 1.903% | 1.526% | 1.617%
DEBARY 9 | Gas/Oil:Combustion Turbine | DEF | DEF | 2.813% | 3.327% | 2.717% | 2.364% | 2.088% | 2.54% | 2.405% | 2.487% | 1.711% | 1.733% | 1.613% | 2.089% | 2.281% | 0.7126%
DEF Nuclear GE X300 PTC | Nuclear:Nuclear | DEF | DEF | 2038: 97.41%; 2039: 95.03%; 2040: 95.33%; 2041: 94.97%
Gen 190MW CT | Gas/Oil:Combustion Turbine | DEF | DEF | 2034: 0.1782%; 2035: 0.4067%; 2036: 2.215%; 2037: 2.434%; 2038: 1.543%; 2039: 4.145%; 2040: 4.143%; 2041: 2.993%
Gen 190MW CT Ave | Gas/Oil:Combustion Turbine | DEF | DEF | 2039: 11.31%; 2040: 7.548%; 2041: 6.268%
HEAT | Demand:Demand Response | DEF | DEF | 2023: 0.002861%; 2024: 7.01e-05%; 2027: 0.001315%; 2028: 0.0001362%; 2029: 0.0002326%; 2030: 0.001107%; 2031: 6.826e-05%; 2032: 0.004522%; 2033: 0.002879%; 2035: 6.784e-05%; 2036: 6.724e-05%
Hines CC 1 | Gas/Oil:Combined Cycle | DEF | DEF | 62.72% | 62.27% | 63.31% | 46.71% | 49.78% | 43.26% | 45.46% | 34.49% | 20.95% | 16.93% | 22.4% | 26.26% | 35.04% | 32.41% | 44.66% | 30.18% | 17.45%
Hines CC 2 | Gas/Oil:Combined Cycle | DEF | DEF | 59.46% | 62.17% | 59% | 60.88% | 56.14% | 55.05% | 47.21% | 49.49% | 41.28% | 37.21% | 33.29% | 37.42% | 42.51% | 40.16% | 45.81% | 39.93% | 34.64% | 36.21% | 31.72%
Hines CC 3 | Gas/Oil:Combined Cycle | DEF | DEF | 64.79% | 63.96% | 60.29% | 58.31% | 64.8% | 60.32% | 60.5% | 51.33% | 57.69% | 48.27% | 53.4% | 48.38% | 54.27% | 50.93% | 59.57% | 47.12% | 48% | 43.01% | 43.75%
Hines CC 4 | Gas/Oil:Combined Cycle | DEF | DEF | 59.81% | 67.45% | 51.58% | 58.15% | 51.97% | 60.95% | 55.64% | 58% | 46.75% | 53.6% | 50.64% | 51.49% | 47.59% | 55.09% | 52.76% | 52.53% | 49.61% | 48.87% | 42.59%
INT CITY 1 | Gas/Oil:Combustion Turbine | DEF | DEF | 2024: 0.01376%; 2025: 0.006901%; 2026: 0.01941%; 2027: 0.006901%; 2028: 0.07868%; 2029: 0.3157%; 2030: 0.1139%; 2031: 0.04509%; 2032: 0.02279%; 2033: 0.1057%; 2034: 0.04446%
INT CITY 10 | Gas/Oil:Combustion Turbine | DEF | DEF | 0.8035% | 1.622% | 1.482% | 0.8034% | 0.9489% | 1.099% | 1.645% | 1.484% | 0.9345% | 0.6397% | 0.9511% | 1.07% | 1.362% | 2.032% | 3.791% | 1.596%
INT CITY 11 | Gas/Oil:Combustion Turbine | DEF | DEF | 0.01941% | 0.03393% | 0.06681% | 0.08544% |  | 0.1081% | 0.3986% | 0.2382% | 0.07429% | 0.06568% | 0.1606% | 0.0427% | 0.2% | 0.1604% | 0.4347% | 0.401% | 0.05161% | 0.03528% | 0.01305%
INT CITY 12 | Gas/Oil:Combustion Turbine | DEF | DEF | 0.8964% | 0.9666% | 1.061% | 0.6653% | 0.5684% | 0.8179% | 1.353% | 1.119% | 0.6787% | 0.2769% | 0.6152% | 1.043% | 1.186% | 2.268% | 3.393% | 2.654% | 0.2655% | 0.5313% | 0.4621%
INT CITY 13 | Gas/Oil:Combustion Turbine | DEF | DEF | 1.505% | 1.62% | 1.485% | 1.198% | 1.18% | 1.531% | 1.805% | 1.313% | 0.6706% | 0.8855% | 0.8433% | 1.202% | 1.674% | 2.854% | 4.109% | 3.466% | 0.8193% | 0.6233% | 0.7891%
INT CITY 14 | Gas/Oil:Combustion Turbine | DEF | DEF | 1.837% | 1.931% | 2.079% | 1.929% | 1.195% | 1.652% | 1.731% | 1.397% | 0.7869% | 0.7551% | 0.913% | 1.806% | 1.758% | 3.119% | 5.397% | 4.13% | 1.108% | 1.335% | 1.485%
INT CITY 2 | Gas/Oil:Combustion Turbine | DEF | DEF | 2028: 0.03267%; 2029: 0.09401%; 2030: 0.1397%; 2031: 0.01984%; 2032: 0.006879%; 2033: 0.05951%
INT CITY 3 | Gas/Oil:Combustion Turbine | DEF | DEF | 2024: 0.01363%; 2025: 0.006836%; 2026: 0.03332%; 2028: 0.06623%; 2029: 0.233%; 2030: 0.1589%; 2031: 0.04298%; 2032: 0.03024%; 2033: 0.08545%; 2034: 0.03093%
INT CITY 4 | Gas/Oil:Combustion Turbine | DEF | DEF | 2024: 0.01515%; 2025: 0.02071%; 2026: 0.03344%; 2027: 0.006773%; 2028: 0.08566%; 2029: 0.3285%; 2030: 0.1983%; 2031: 0.06307%; 2032: 0.03291%; 2033: 0.0944%; 2034: 0.05044%
INT CITY 5 | Gas/Oil:Combustion Turbine | DEF | DEF | 2026: 0.02141%; 2028: 0.03286%; 2029: 0.2209%; 2030: 0.1455%; 2031: 0.03384%; 2032: 0.008814%; 2033: 0.06923%
INT CITY 6 | Gas/Oil:Combustion Turbine | DEF | DEF | 2024: 0.04142%; 2025: 0.01367%; 2026: 0.05425%; 2027: 0.006835%; 2028: 0.02811%; 2029: 0.3672%; 2030: 0.2116%; 2031: 0.05746%; 2032: 0.03339%; 2033: 0.1113%; 2034: 0.0971%
INT CITY 7 | Gas/Oil:Combustion Turbine | DEF | DEF | 3.079% | 4.033% | 3.531% | 2.708% | 2.532% | 2.377% | 2.394% | 2.446% | 1.894% | 1.633% | 1.576% | 2.671% | 3.011% | 3.537% | 4.839% | 4.07%
INT CITY 8 | Gas/Oil:Combustion Turbine | DEF | DEF | 2.059% | 2.861% | 2.768% | 2.034% | 2.169% | 1.833% | 2.183% | 2.075% | 1.608% | 1.313% | 1.106% | 2.368% | 2.362% | 2.795% | 4.336% | 2.879%
INT CITY 9 | Gas/Oil:Combustion Turbine | DEF | DEF | 1.659% | 3.17% | 2.605% | 1.983% | 1.69% | 2.008% | 2.562% | 2.039% | 1.532% | 1.126% | 1.273% | 2.575% | 2.419% | 2.591% | 3.934% | 2.622%
INTER | Demand:Demand Response | DEF | DEF |  | 0.0003499% |  | 0.01118% |  | 0.008255% | 0.04161% | 0.06983% | 3.444e-05% |  | 0.01728% | 0.00194% | 0.003096% | 0.001963% | 0.02791% | 0.002017% | 3.444e-05% |  | 3.444e-05%
Mulberry | Gas/Oil:Combined Cycle | DEF | DEF | 2023: 51.88%; 2024: 49.64%
NSG Vand CT 1 | Gas/Oil:Combustion Turbine | DEF | DEF | 2023: 9.555%; 2024: 10.36%; 2025: 6.282%; 2026: 3.166%; 2027: 2.789%
NSG Vand CT 2 | Gas/Oil:Combustion Turbine | DEF | DEF | 2023: 9.185%; 2024: 11.46%; 2025: 6.949%; 2026: 3.414%; 2027: 2.899%
NSG Vand CT 3 | Gas/Oil:Combustion Turbine | DEF | DEF | 2023: 11.24%; 2024: 11.73%; 2025: 7.024%; 2026: 5.647%; 2027: 3.564%
NSG Vand CT 4 | Gas/Oil:Combustion Turbine | DEF | DEF | 2023: 12.49%; 2024: 14.49%; 2025: 9.44%; 2026: 7.351%; 2027: 2.989%
Orange Cogen | Gas/Oil:Combined Cycle | DEF | DEF | 2023: 54.98%; 2024: 54.99%; 2025: 54.98%
Orlando Cogen | Gas/Oil:Combined Cycle | DEF | DEF | 2023: 90.39%
Osprey 1 0 | Gas/Oil:Combined Cycle | DEF | DEF | 2023: 70.66%; 2024: 82.3%
Osprey 1 1 | Gas/Oil:Combined Cycle | DEF | DEF | 2023: 36.86%; 2024: 57.16%
Osprey 1 2 | Gas/Oil:Combined Cycle | DEF | DEF | 2023: 14.9%; 2024: 26.74%
OspreyAcq | Gas/Oil:Combined Cycle | DEF | DEF |  | 73.4% | 79.56% | 76.49% | 71.58% | 76.57% | 67.72% | 65.38% | 63.57% | 57.97% | 58.46% | 55.07% | 55.27% | 55.2% | 62.74% | 51.07% | 55.47% | 50.49% | 43.88%
OspreyAcqDF | Gas/Oil:Combined Cycle | DEF | DEF |  | 5.353% | 21.58% | 24.26% | 18.78% | 20.07% | 19.23% | 18.48% | 12.53% | 11.69% | 11.65% | 17.4% | 20.53% | 21.7% | 24.39% | 19.24% | 22.23% | 19.75% | 18.82%
Pasco County | Renewable:Biomass | DEF | DEF | 83.83% | 83.88% | 83.29% | 40% | 40% | 39.89% | 40% | 40% | 40% | 39.89% | 40% | 40% | 40% | 40.16% | 40% | 40% | 40% | 39.89% | 40%
Pinellas County | Renewable:Biomass | DEF | DEF | 73.69% | 75.14% | 74.79% | 40% | 40% | 39.89% | 40% | 40% | 40% | 40.16% | 40% | 40% | 40% | 40.16% | 40% | 40% | 40% | 39.89% | 40%
Shady Hills 1 | Gas/Oil:Combustion Turbine | DEF | DEF | 2023: 2.907%; 2024: 0.6835%
Shady Hills 2 | Gas/Oil:Combustion Turbine | DEF | DEF | 2023: 2.54%; 2024: 0.7935%
Shady Hills 3 | Gas/Oil:Combustion Turbine | DEF | DEF | 2023: 3.465%; 2024: 0.2428%
Solar 3rdParty Block 1 | Renewable:Solar PV | DEF | DEF |  | 22.72% | 23.56% | 23.2% | 23.56% | 23.35% | 23.56% | 23.41% | 23.56% | 23.56% | 23.56% | 23.56% | 23.56% | 23.56% | 23.56% | 23.56% | 23.56% | 23.56% | 23.56%
Solar 3rdParty Block 2 | Renewable:Solar PV | DEF | DEF | 2032: 22.72%; 2033: 23.56%; 2034: 23.25%; 2035: 23.56%; 2036: 23.37%; 2037: 23.56%; 2038: 23.42%; 2039: 23.56%; 2040: 23.56%; 2041: 23.56%
Solar 3rdParty Block 3 | Renewable:Solar PV | DEF | DEF | 2040: 22.72%; 2041: 23.56%
Solar DEF Bay Ranch | Renewable:Solar PV | DEF | DEF | 28.85% | 28.65% | 28.66% | 28.66% | 28.66% | 28.65% | 28.66% | 28.66% | 28.62% | 28.65% | 28.35% | 24.61% | 24.71% | 26.35% | 26.84% | 26.94% | 26.08% | 26.94% | 26.36%
Solar DEF Bay Trail | Renewable:Solar PV | DEF | DEF | 28.67% | 28.66% | 28.67% | 28.67% | 28.67% | 28.66% | 28.67% | 28.67% | 28.65% | 28.56% | 25.34% | 24.23% | 24.52% | 26.33% | 26.87% | 26.88% | 26.17% | 26.71% | 26.29%
Solar DEF Charlie Creek | Renewable:Solar PV | DEF | DEF | 27.24% | 27.23% | 27.24% | 27.24% | 27.24% | 27.23% | 27.24% | 27.24% | 27.16% | 27.05% | 23.72% | 22.65% | 23.08% | 24.54% | 25.1% | 24.52% | 23.9% | 24.63% | 23.36%
Solar DEF Columbia | Renewable:Solar PV | DEF | DEF | 27.23% | 27.22% | 27.23% | 27.23% | 27.23% | 27.22% | 27.19% | 26.73% | 25.23% | 23.36% | 22.93% | 22.23% | 22.72% | 24.33% | 24.92% | 24.56% | 23.9% | 24.73% | 23.48%
Solar DEF County Line | Renewable:Solar PV | DEF | DEF |  |  | 29.3% | 28.66% | 28.66% | 28.65% | 28.66% | 28.66% | 28.66% | 28.26% | 28.33% | 28.36% | 25.3% | 26.39% | 26.88% | 27.02% | 26.38% | 26.98% | 26.52%
Solar DEF Debary | Renewable:Solar PV | DEF | DEF | 23.56% | 23.55% | 23.56% | 23.56% | 23.56% | 23.55% | 23.54% | 23.17% | 21.8% | 20.21% | 19.69% | 19.01% | 19.35% | 20.84% | 21.22% | 20.68% | 20.34% | 21% | 19.93%
Solar DEF Duette | Renewable:Solar PV | DEF | DEF | 27.24% | 27.23% | 27.24% | 27.24% | 27.24% | 27.23% | 27.22% | 27.07% | 25.93% | 24.21% | 23.8% | 22.83% | 23% | 24.51% | 25.22% | 24.6% | 23.97% | 24.64% | 23.46%
Solar DEF Falmouth | Renewable:Solar PV | DEF | DEF |  | 29.68% | 28.66% | 28.66% | 28.66% | 28.65% | 28.66% | 28.66% | 28.52% | 28.65% | 28.66% | 25.72% | 24.95% | 26.34% | 27.08% | 27.09% | 26.26% | 26.95% | 26.55%
Solar DEF Fort Green | Renewable:Solar PV | DEF | DEF | 28.67% | 28.66% | 28.67% | 28.67% | 28.67% | 28.66% | 28.67% | 28.67% | 28.61% | 28.44% | 25.4% | 24.31% | 24.58% | 26.32% | 26.94% | 26.77% | 26.22% | 26.91% | 26.24%
Solar DEF Hamilton | Renewable:Solar PV | DEF | DEF | 27.24% | 27.23% | 27.24% | 27.24% | 27.24% | 27.23% | 27.22% | 26.86% | 25.58% | 23.58% | 23.09% | 22.22% | 22.73% | 24.27% | 24.74% | 24.09% | 23.58% | 24.24% | 22.97%
Solar DEF Hardeetown | Renewable:Solar PV | DEF | DEF | 28.85% | 28.65% | 28.66% | 28.66% | 28.66% | 28.65% | 28.66% | 28.66% | 28.65% | 28.65% | 28.37% | 24.58% | 24.72% | 26.24% | 26.97% | 26.94% | 26.23% | 26.91% | 26.24%
Solar DEF High Spring | Renewable:Solar PV | DEF | DEF | 26.95% | 28.66% | 28.67% | 28.67% | 28.67% | 28.66% | 28.67% | 28.67% | 28.64% | 28.66% | 28.55% | 24.79% | 24.86% | 26.22% | 27.02% | 27.06% | 26.34% | 26.93% | 26.46%
Solar DEF Hildreth | Renewable:Solar PV | DEF | DEF | 28.85% | 28.65% | 28.66% | 28.66% | 28.66% | 28.65% | 28.66% | 28.66% | 28.61% | 28.65% | 28.39% | 24.61% | 24.8% | 26.29% | 26.9% | 27.01% | 26.26% | 26.92% | 26.49%
Solar DEF Lake Placid | Renewable:Solar PV | DEF | DEF | 27.05% | 27.03% | 27.06% | 27.05% | 27.05% | 27.03% | 27.04% | 26.72% | 25.7% | 23.87% | 23.43% | 22.63% | 22.83% | 24.33% | 24.81% | 24.37% | 23.89% | 24.37% | 23.27%
Solar DEF Mule Creek | Renewable:Solar PV | DEF | DEF |  | 29.29% | 28.66% | 28.66% | 28.66% | 28.65% | 28.66% | 28.66% | 28.55% | 28.65% | 28.66% | 24.84% | 24.68% | 26.33% | 26.95% | 26.89% | 26.11% | 26.89% | 26.47%
Solar DEF NEW 1 | Renewable:Solar PV | DEF | DEF | 2035: 23.48%; 2036: 24.9%; 2037: 25.53%; 2038: 25.1%; 2039: 24.47%; 2040: 25.1%; 2041: 23.94%
Solar DEF NEW 1 PTC | Renewable:Solar PV | DEF | DEF | 2025: 27.56%; 2026: 27.56%; 2027: 27.56%; 2028: 27.55%; 2029: 27.56%; 2030: 27.56%; 2031: 27.56%; 2032: 27.32%; 2033: 27.27%; 2034: 27.25%
Solar DEF NEW 2 | Renewable:Solar PV | DEF | DEF | 2035: 24.46%; 2036: 24.97%; 2037: 25.68%; 2038: 25.39%; 2039: 24.49%; 2040: 25.2%; 2041: 24.04%
Solar DEF NEW 2 PTC | Renewable:Solar PV | DEF | DEF | 2025: 24.54%; 2026: 27.56%; 2027: 27.56%; 2028: 27.55%; 2029: 27.56%; 2030: 27.56%; 2031: 27.56%; 2032: 27.17%; 2033: 27.27%; 2034: 27.4%; 2035: 29.55%
Solar DEF NEW 3 | Renewable:Solar PV | DEF | DEF | 2037: 18.32%; 2038: 24.97%; 2039: 24.55%; 2040: 25.23%; 2041: 24.44%
Solar DEF NEW 3 PTC | Renewable:Solar PV | DEF | DEF |  |  |  |  | 18.32% | 26.83% | 27.27% | 27.28% | 27.3% | 27.19% | 27.46% | 27.46% | 27.51% | 27.55% | 27.68% | 27.7% | 27.69% | 27.76% | 27.93%
Solar DEF NEW 4 | Renewable:Solar PV | DEF | DEF | 2036: 18.23%; 2037: 25.86%; 2038: 25.77%; 2039: 25.02%; 2040: 25.81%; 2041: 25.15%
Solar DEF NEW 4 PTC | Renewable:Solar PV | DEF | DEF | 2026: 18.32%; 2027: 27.56%; 2028: 27.55%; 2029: 27.56%; 2030: 27.56%; 2031: 27.56%; 2032: 27.21%; 2033: 27.3%; 2034: 27.32%; 2035: 27.47%; 2036: 28.39%
Solar DEF NEW 6 PTC | Renewable:Solar PV | DEF | DEF | 2033: 18.32%; 2034: 26.69%; 2035: 27.49%; 2036: 27.55%; 2037: 27.56%; 2038: 27.56%; 2039: 27.56%; 2040: 27.55%; 2041: 27.56%
Solar DEF Osc Perry Suw | Renewable:Solar PV | DEF | DEF | 23.56% | 23.56% | 23.56% | 23.56% | 23.56% | 23.55% | 23.55% | 23.34% | 22.39% | 20.79% | 20.73% | 20.2% | 20.34% | 21.66% | 21.87% | 22.01% | 21.49% | 22.15% | 21.77%
Solar DEF Sandy Creek | Renewable:Solar PV | DEF | DEF | 27.24% | 27.23% | 27.24% | 27.24% | 27.24% | 27.23% | 27.24% | 27.24% | 27.19% | 26.99% | 23.62% | 22.68% | 22.92% | 24.39% | 25.02% | 24.42% | 23.91% | 24.58% | 23.23%
Solar DEF Santa Fe | Renewable:Solar PV | DEF | DEF | 27.23% | 27.22% | 27.23% | 27.23% | 27.23% | 27.22% | 27.21% | 26.93% | 25.81% | 23.91% | 23.44% | 22.53% | 22.75% | 24.46% | 24.97% | 24.28% | 23.68% | 24.37% | 23.04%
Solar DEF St Pete Pier | Renewable:Solar PV | DEF | DEF | 23.56% | 23.55% | 23.56% | 23.56% | 23.56% | 23.55% | 23.54% | 23.25% | 22.27% | 20.56% | 20.34% | 19.86% | 20.03% | 21.29% | 21.93% | 21.69% | 20.98% | 21.67% | 20.71%
Solar DEF Trenton | Renewable:Solar PV | DEF | DEF | 27.24% | 27.23% | 27.24% | 27.24% | 27.24% | 27.23% | 27.21% | 26.96% | 25.79% | 23.79% | 23.28% | 22.35% | 22.68% | 24.27% | 24.96% | 24.27% | 23.63% | 24.46% | 22.96%
Solar DEF Twin Rivers | Renewable:Solar PV | DEF | DEF | 27.23% | 27.22% | 27.23% | 27.23% | 27.23% | 27.22% | 27.2% | 26.98% | 25.93% | 24.09% | 23.47% | 22.53% | 22.81% | 24.51% | 25.07% | 24.31% | 23.93% | 24.49% | 23.13%
Solar DEF Winquepin | Renewable:Solar PV | DEF | DEF |  | 29.29% | 28.66% | 28.66% | 28.66% | 28.65% | 28.66% | 28.66% | 28.62% | 28.65% | 28.66% | 25.19% | 24.99% | 26.35% | 27.04% | 27.08% | 26.35% | 27.04% | 26.46%
Solar+Storage DEF NEW 1 | Renewable:Solar PV | DEF | DEF | 2039: 22.58%; 2040: 31.84%; 2041: 31.76%
Solar+Storage DEF NEW 1 PTC + ITC | Renewable:Solar PV | DEF | DEF | [6 empty] | 22.59% | 33.09% | 33.53% | 33.61% | 33.5% | 33.64% | 33.72% | 33.97% | 33.99% | 33.99% | 34.31% | 34.46% | 35.04%
Standby | Demand:Demand Response | DEF | DEF | 0.001111% |  | 0.0008449% |  | 0.001924% |  | 0.09146% | 0.1123% | 0.02301% | 0.002112% | 0.02694% | 0.04725% | 0.04715% | 0.03097% | 0.1551% | 0.07871% | 0.01221% | 0.006415% | 0.006065%
SUWANNEE_P 1 | Gas/Oil:Combustion Turbine | DEF | DEF | 1.635% | 2.659% | 2.378% | 2.405% | 2.061% | 2.178% | 2.437% | 2.661% | 2.25% | 1.842% | 2.005% | 2.286%
SUWANNEE_P 2 | Gas/Oil:Combustion Turbine | DEF | DEF | 1.464% | 1.916% | 1.585% | 2.347% | 1.622% | 2.293% | 2.31% | 2.426% | 1.859% | 1.885% | 1.828% | 1.849%
SUWANNEE_P 3 | Gas/Oil:Combustion Turbine | DEF | DEF | 2.658% | 3.382% | 3.126% | 3.369% | 2.854% | 3.217% | 2.744% | 3.229% | 2.473% | 2.408% | 2.415% | 2.431%
Tigerbay 1 | Gas/Oil:Combined Cycle | DEF | DEF | 61.98% | 56.97% | 50.35% | 57.08% | 51.39% | 52.79% | 41.86% | 39.94% | 30.09% | 29.25% | 20.74% | 31.24% | 7.978%
U OF FL 1 | Gas/Oil:Combustion Turbine | DEF | DEF | 2023: 78.02%; 2024: 78.11%; 2025: 77.52%; 2026: 77.19%; 2027: 78.75%
Voltage Red | Demand:Demand Response | DEF | DEF | 0.0003059% |  | 0.009141% | 0.001257% | 0.00331% | 0.05534% | 0.1079% | 0.0127% | 0.005808% | 0.00352% | 0.0066% | 0.01119% | 0.08432% | 0.02907% | 0.1108% | 0.1169% | 0.01041% | 0.007357% | 0.00259%
WaterHtr_PP | Demand:Demand Response | DEF | DEF | 0.1682% | 0.1708% | 0.1527% | 0.1234% | 0.1083% | 0.116% | 0.153% | 0.1366% | 0.1045% | 0.08488% | 0.09247% | 0.06072% | 0.06745% | 0.04094% | 0.1468% | 0.06101% | 0.05552% | 0.0287% | 0.03984%
Group Totals
Resource | Type | BA | Area | 2023 | 2024 | 2025 | 2026 | 2027 | 2028 | 2029 | 2030 | 2031 | 2032 | 2033 | 2034 | 2035 | 2036 | 2037 | 2038 | 2039 | 2040 | 2041
Total | Coal:Conventional | DEF | DEF | 9.594% | 12.24% | 12.6% | 10.81% | 11.84% | 17.19% | 15.97% | 22.07% | 32.18% | 29.05% | 28.61% | 27.75%
Total | Demand:Demand Response | DEF | DEF | 0.01595% | 0.0158% | 0.01472% | 0.01581% | 0.0106% | 0.01634% | 0.04712% | 0.05434% | 0.01403% | 0.009059% | 0.02788% | 0.01325% | 0.0178% | 0.01024% | 0.07648% | 0.02351% | 0.007297% | 0.003891% | 0.004609%
Total | Gas/Oil:Combined Cycle | DEF | DEF | 66.78% | 68.25% | 65.85% | 65.2% | 64.06% | 61.69% | 61.77% | 59.48% | 54.78% | 53.78% | 53.19% | 54.36% | 55.78% | 56.96% | 57.59% | 54.82% | 55.35% | 53.25% | 51.97%
Total | Gas/Oil:Combustion Turbine | DEF | DEF | 4.186% | 4.694% | 3.837% | 3.333% | 2.667% | 1.265% | 1.497% | 1.374% | 0.956% | 0.8506% | 0.8755% | 0.8951% | 0.8959% | 2.12% | 2.795% | 1.79% | 3.865% | 3.806% | 2.881%
Total | Gas/Oil:Steam Turbine | DEF | DEF | 18.36% | 19.79% | 8.871% | 14.04% | 12.9% | 13.73% | 10.1% | 8.14% | 6.259% | 5.992% | 5.401% | 7.555% | 9.787% | 10.11% | 13.18% | 8.54% | 7.443% | 4.469% | 3.784%
Total | Nuclear:Nuclear | DEF | DEF | 2038: 97.41%; 2039: 95.03%; 2040: 95.33%; 2041: 94.97%
Total | Renewable:Biomass | DEF | DEF | 65.6% | 66.28% | 66.03% | 40% | 40% | 39.97% | 40% | 40% | 40% | 40.11% | 40% | 40% | 40% | 40.16% | 40% | 40% | 40% | 39.89% | 40%
Total | Renewable:Solar PV | DEF | DEF | 27.33% | 27.64% | 27.37% | 27.34% | 27.34% | 27.28% | 27.28% | 27.47% | 27.51% | 27.3% | 26.99% | 26.6% | 26.75% | 27.02% | 27.11% | 26.91% | 26.53% | 26.68% | 26.12%
Total | Storage:Battery | DEF | DEF | [7 empty] | 18.2% | 16.73% | 16.8% | 16.71% | 17.33% | 17.39% | 17.14% | 17.2% | 17.01% | 16.8% | 16.75% | 16.65%
Battery Case
Resource | Type | BA | Area | 2023 | 2024 | 2025 | 2026 | 2027 | 2028 | 2029 | 2030 | 2031 | 2032 | 2033 | 2034 | 2035 | 2036 | 2037 | 2038 | 2039 | 2040 | 2041
AC | Demand:Demand Response | DEF | DEF | 2025: 0.000516%; 2027: 0.0002783%; 2029: 8.174e-05%; 2032: 0.0008649%; 2033: 0.05288%; 2034: 8.074e-05%; 2037: 0.1842%; 2038: 7.996e-05%
Anclote 1 | Gas/Oil:Steam Turbine | DEF | DEF | 20.64% | 24.18% | 9.839% | 17.2% | 16.31% | 14.36% | 11.59% | 10.19% | 6.263% | 7.065% | 6.306% | 9.647% | 11.68% | 11.69% | 15.97% | 11.43% | 12.82% | 6.608% | 6.277%
Anclote 2 | Gas/Oil:Steam Turbine | DEF | DEF | 16.21% | 15.36% | 7.893% | 10.41% | 10.52% | 12.11% | 7.22% | 6.082% | 6.536% | 5.214% | 4.647% | 5.934% | 8.389% | 9.172% | 10.73% | 5.747% | 3.055% | 2.527% | 1.975%
As Avail | Gas/Oil:Combined Cycle | DEF | DEF | 20% | 19.95% | 20% | 20% | 20% | 20.22% | 20% | 20% | 20% | 19.95% | 20% | 20% | 20% | 19.95% | 20% | 20% | 20% | 19.95% | 20%
As Avail PCS | Renewable:Biomass | DEF | DEF | 40% | 39.89% | 40% | 40% | 40% | 40.16% | 40% | 40% | 40% | 40.16% | 40% | 40% | 40% | 40.16% | 40% | 40% | 40% | 39.89% | 40%
Bartow CC 1 0 | Gas/Oil:Combined Cycle | DEF | DEF | 64.25% | 60.07% | 60.84% | 59.92% | 56.14% | 56.36% | 60.49% | 60.42% | 61.14% | 60.56% | 58.74% | 61.49% | 63.13% | 64.51% | 58.56% | 63.7% | 64.15% | 63.32% | 59.57%
Bartow CC 1 PAG | Gas/Oil:Combined Cycle | DEF | DEF | 29.02% | 27.29% | 20.17% | 21.5% | 19.58% | 19.4% | 19.04% | 14.07% | 11.67% | 11.93% | 10.31% | 16.46% | 19.24% | 18.65% | 20.34% | 18.27% | 19.83% | 17.29% | 16.58%
BARTOW_P 1 | Gas/Oil:Combustion Turbine | DEF | DEF | 2026: 0.02561%
BARTOW_P 2 | Gas/Oil:Combustion Turbine | DEF | DEF | 0.2936% | 0.4478% | 0.3995% | 0.4491% | 0.2827% | 0.6273% | 0.6268% | 0.7164% | 0.4759% | 0.4594% | 0.5285% | 0.513%
BARTOW_P 3 | Gas/Oil:Combustion Turbine | DEF | DEF | 2026: 0.03055%; 2027: 0.02485%
BARTOW_P 4 | Gas/Oil:Combustion Turbine | DEF | DEF | 0.4376% | 0.5483% | 1.04% | 1.287% | 0.5784% | 0.9811% | 1.29% | 1.072% | 0.9354% | 0.7796% | 0.6948% | 1.116%
Battery 2 Hours | Storage:Battery | DEF | DEF |  |  |  |  | 9.904% | 10.2% | 10.49% | 10.71% | 10.15% | 10.52% | 10.41% | 10.69% | 11% | 10.26% | 10.23% | 10.31% | 10.24% | 10.11% | 10.02%
Battery 4 Hours | Storage:Battery | DEF | DEF | 2032: 16.75%; 2033: 16.79%; 2034: 17.41%; 2035: 17.37%; 2036: 17.1%; 2037: 17.19%; 2038: 17.08%; 2039: 16.88%; 2040: 16.73%; 2041: 16.63%
BAYBORO_P 1 | Gas/Oil:Combustion Turbine | DEF | DEF | 2024: 0.03081%
BAYBORO_P 2 | Gas/Oil:Combustion Turbine | DEF | DEF | 2023: 0.005238%; 2024: 0.005222%; 2025: 0.008113%
BAYBORO_P 3 | Gas/Oil:Combustion Turbine | DEF | DEF
BAYBORO_P 4 | Gas/Oil:Combustion Turbine | DEF | DEF | 2024: 0.006905%
Citrus CC 1 | Gas/Oil:Combined Cycle | DEF | DEF | 85.57% | 87.71% | 81.58% | 87.8% | 86.26% | 76.9% | 82.39% | 80.47% | 74.86% | 76.48% | 75.77% | 75.46% | 72.96% | 73.77% | 69.19% | 71.93% | 70.45% | 65.22% | 66.78%
Citrus CC 1 Duct | Gas/Oil:Combined Cycle | DEF | DEF | 32.57% | 32.61% | 22.02% | 24.58% | 22.62% | 20.88% | 20.43% | 15.26% | 12.17% | 12.87% | 12.92% | 17.81% | 21.68% | 22% | 24.44% | 20.11% | 22.82% | 18.73% | 21.12%
Citrus CC 2 | Gas/Oil:Combined Cycle | DEF | DEF | 85.35% | 87.51% | 87.11% | 81.77% | 88.55% | 77.02% | 84.26% | 82.75% | 73.84% | 76.82% | 75.85% | 76.17% | 74.13% | 73.78% | 69.38% | 71.14% | 71.89% | 61.5% | 68.95%
Citrus CC 2 Duct | Gas/Oil:Combined Cycle | DEF | DEF | 30.42% | 33.21% | 23.33% | 19.08% | 21.27% | 19.73% | 20.57% | 13.78% | 11.37% | 11.49% | 11.55% | 16.69% | 19.95% | 21.37% | 21.18% | 18.11% | 21.02% | 18.56% | 18.9%
Crystal 4 | Coal:Conventional | DEF | DEF | 11.37% | 12.09% | 12.58% | 10.65% | 12.5% | 16.69% | 17.87% | 21.74% | 33.55% | 25.83% | 29.88% | 27.88%
Crystal 5 | Coal:Conventional | DEF | DEF | 7.703% | 12.39% | 12.62% | 11.05% | 9.751% | 16.69% | 13.98% | 23% | 28.43% | 31.82% | 28.54% | 25.26%
DEBARY 10 | Gas/Oil:Combustion Turbine | DEF | DEF | 2025: 0.01651%; 2026: 0.01738%; 2027: 0.02285%; 2028: 0.1088%; 2029: 0.3274%; 2030: 0.2079%; 2033: 0.08993%; 2034: 0.06626%; 2035: 0.1679%
DEBARY 2 | Gas/Oil:Combustion Turbine | DEF | DEF | 2024: 0.04021%
DEBARY 3 | Gas/Oil:Combustion Turbine | DEF | DEF | 2025: 0.03033%; 2026: 0.03406%; 2027: 0.07884%
DEBARY 4 | Gas/Oil:Combustion Turbine | DEF | DEF | 2024: 0.01996%; 2025: 0.03439%; 2026: 0.0735%
DEBARY 5 | Gas/Oil:Combustion Turbine | DEF | DEF | 2024: 0.0188%
DEBARY 6 | Gas/Oil:Combustion Turbine | DEF | DEF | 2023: 0.02155%; 2024: 0.0453%; 2025: 0.004353%; 2026: 0.07444%; 2027: 0.05568%
DEBARY 7 | Gas/Oil:Combustion Turbine | DEF | DEF | 1.998% | 1.825% | 2.628% | 2.272% | 1.744% | 2.114% | 2.327% | 2.248% | 1.478% | 1.417% | 1.236% | 1.705% | 1.389% | 0.7415%
DEBARY 8 | Gas/Oil:Combustion Turbine | DEF | DEF | 2.137% | 3.074% | 2.906% | 2.631% | 1.723% | 2.426% | 2.08% | 2.141% | 1.729% | 2.007% | 1.556% | 2.052% | 1.575% | 1.678%
DEBARY 9 | Gas/Oil:Combustion Turbine | DEF | DEF | 2.819% | 3.327% | 2.717% | 2.255% | 1.898% | 2.499% | 2.393% | 2.507% | 1.848% | 1.825% | 1.593% | 2.285% | 2.536% | 1.092%
DEF Nuclear GE X300 PTC | Nuclear:Nuclear | DEF | DEF | 2038: 97.46%; 2039: 94.93%; 2040: 95.33%; 2041: 95.02%
Gen 190MW CT | Gas/Oil:Combustion Turbine | DEF | DEF | 2034: 0.1814%; 2035: 0.4122%; 2036: 2.276%; 2037: 2.546%; 2038: 1.664%; 2039: 4.121%; 2040: 4.278%; 2041: 2.831%
Gen 190MW CT Ave | Gas/Oil:Combustion Turbine | DEF | DEF | 2039: 10.99%; 2040: 8.07%; 2041: 6.776%
HEAT | Demand:Demand Response | DEF | DEF | 2023: 0.002861%; 2024: 7.01e-05%; 2026: 0.0002509%; 2027: 6.87e-05%; 2028: 0.001555%; 2029: 6.848e-05%; 2030: 0.0004175%; 2031: 0.004942%; 2032: 0.0004552%; 2034: 0.0003699%; 2035: 6.784e-05%
Hines CC 1 | Gas/Oil:Combined Cycle | DEF | DEF | 62.56% | 62.27% | 63.31% | 47.45% | 50.05% | 43.18% | 43.27% | 33.61% | 23.16% | 18.72% | 21.93% | 25.87% | 33.97% | 31.93% | 45.06% | 30.45% | 17.86%
Hines CC 2 | Gas/Oil:Combined Cycle | DEF | DEF | 58.96% | 62.17% | 59% | 61.26% | 54.8% | 56.81% | 47.78% | 49% | 42.67% | 35.78% | 32.86% | 38.79% | 43.28% | 40.31% | 46.27% | 39.52% | 34.38% | 36.49% | 32.2%
Hines CC 3 | Gas/Oil:Combined Cycle | DEF | DEF | 64.82% | 63.96% | 60.29% | 57.87% | 65.35% | 60.35% | 61% | 51.53% | 56.61% | 49.61% | 52.6% | 49.19% | 53.88% | 50.72% | 59.3% | 47.48% | 48.15% | 43.04% | 44.24%
Hines CC 4 | Gas/Oil:Combined Cycle | DEF | DEF | 59.79% | 67.45% | 51.58% | 58.13% | 52.84% | 61.1% | 56.09% | 57.87% | 46.82% | 53.69% | 50.99% | 51.51% | 47.52% | 54.9% | 52.99% | 52.59% | 50.14% | 49.24% | 42.17%
INT CITY 1 | Gas/Oil:Combustion Turbine | DEF | DEF | 2024: 0.01376%; 2025: 0.006901%; 2026: 0.01941%; 2027: 0.03946%; 2028: 0.06369%; 2029: 0.2389%; 2030: 0.09354%; 2031: 0.07521%; 2032: 0.03246%; 2033: 0.09704%; 2034: 0.06598%
INT CITY 10 | Gas/Oil:Combustion Turbine | DEF | DEF | 0.766% | 1.622% | 1.482% | 0.9178% | 0.7478% | 0.9735% | 1.517% | 1.36% | 0.9809% | 0.6309% | 0.8076% | 1.184% | 1.697% | 2.08% | 3.612% | 1.63%
INT CITY 11 | Gas/Oil:Combustion Turbine | DEF | DEF | 0.01941% | 0.03393% | 0.06681% | 0.09067% | 0.03104% | 0.1524% | 0.3339% | 0.2299% | 0.0683% | 0.06093% | 0.1826% | 0.06725% | 0.1751% | 0.218% | 0.4922% | 0.3145% | 0.0425% | 0.03528% | 0.0283%
INT CITY 12 | Gas/Oil:Combustion Turbine | DEF | DEF | 0.999% | 0.9666% | 1.061% | 0.7236% | 0.5378% | 0.7435% | 1.457% | 1.056% | 0.7302% | 0.3077% | 0.5798% | 1.243% | 1.122% | 2.371% | 3.337% | 2.901% | 0.4269% | 0.2739% | 0.5896%
INT CITY 13 | Gas/Oil:Combustion Turbine | DEF | DEF | 1.505% | 1.62% | 1.485% | 1.335% | 1.388% | 1.308% | 1.833% | 0.939% | 0.8455% | 0.9032% | 0.967% | 1.474% | 1.824% | 2.737% | 4.466% | 3.893% | 0.9688% | 0.9135% | 0.7092%
INT CITY 14 | Gas/Oil:Combustion Turbine | DEF | DEF | 1.97% | 1.931% | 2.079% | 2.005% | 0.9736% | 1.791% | 1.543% | 1.564% | 0.8711% | 0.7701% | 0.8885% | 1.811% | 1.746% | 3.102% | 5.601% | 4.228% | 1.081% | 1.061% | 1.428%
INT CITY 2 | Gas/Oil:Combustion Turbine | DEF | DEF | 2028: 0.03267%; 2029: 0.06569%; 2030: 0.1358%; 2031: 0.03666%; 2032: 0.01376%; 2033: 0.06943%
INT CITY 3 | Gas/Oil:Combustion Turbine | DEF | DEF | 2024: 0.01363%; 2025: 0.006836%; 2026: 0.02051%; 2027: 0.02566%; 2028: 0.06559%; 2029: 0.1835%; 2030: 0.1542%; 2031: 0.05981%; 2032: 0.01661%; 2033: 0.08844%; 2034: 0.03049%
INT CITY 4 | Gas/Oil:Combustion Turbine | DEF | DEF | 2024: 0.01515%; 2025: 0.02071%; 2026: 0.04656%; 2027: 0.03937%; 2028: 0.06625%; 2029: 0.2294%; 2030: 0.1696%; 2031: 0.07111%; 2032: 0.03291%; 2033: 0.1071%; 2034: 0.04145%
INT CITY 5 | Gas/Oil:Combustion Turbine | DEF | DEF | 2026: 0.02141%; 2028: 0.04579%; 2029: 0.1571%; 2030: 0.1356%; 2031: 0.04373%; 2032: 0.008814%; 2033: 0.07912%
INT CITY 6 | Gas/Oil:Combustion Turbine | DEF | DEF | 2024: 0.04142%; 2025: 0.01367%; 2026: 0.06109%; 2027: 0.04284%; 2028: 0.006814%; 2029: 0.2851%; 2030: 0.2102%; 2031: 0.0707%; 2032: 0.0238%; 2033: 0.1145%; 2034: 0.04621%
INT CITY 7 | Gas/Oil:Combustion Turbine | DEF | DEF | 2.89% | 4.033% | 3.531% | 2.856% | 2.103% | 2.404% | 2.346% | 2.426% | 2.122% | 1.83% | 1.581% | 2.546% | 3.108% | 3.888% | 5.186% | 4.604%
INT CITY 8 | Gas/Oil:Combustion Turbine | DEF | DEF | 2.116% | 2.861% | 2.768% | 2.058% | 1.499% | 1.963% | 2.174% | 2.169% | 1.553% | 1.499% | 1.322% | 2.718% | 2.475% | 3.136% | 4.239% | 2.907%
INT CITY 9 | Gas/Oil:Combustion Turbine | DEF | DEF | 1.627% | 3.17% | 2.605% | 2.009% | 1.381% | 1.979% | 2.404% | 1.926% | 1.527% | 1.189% | 1.155% | 2.596% | 2.673% | 3.212% | 4.172% | 3.278%
INTER | Demand:Demand Response | DEF | DEF |  | 0.0003499% |  | 0.01118% | 0.002157% | 0.003045% | 0.03965% | 0.06655% | 3.444e-05% | 3.434e-05% | 0.01739% | 0.00194% | 0.002686% |  | 0.02471% | 3.444e-05% |  | 3.434e-05% | 3.444e-05%
Mulberry | Gas/Oil:Combined Cycle | DEF | DEF | 2023: 51.88%; 2024: 49.64%
NSG Vand CT 1 | Gas/Oil:Combustion Turbine | DEF | DEF | 2023: 9.119%; 2024: 10.36%; 2025: 6.282%; 2026: 3.111%; 2027: 3.173%
NSG Vand CT 2 | Gas/Oil:Combustion Turbine | DEF | DEF | 2023: 9.735%; 2024: 11.46%; 2025: 6.949%; 2026: 3.306%; 2027: 3.331%
NSG Vand CT 3 | Gas/Oil:Combustion Turbine | DEF | DEF | 2023: 11.28%; 2024: 11.73%; 2025: 7.024%; 2026: 5.874%; 2027: 3.582%
NSG Vand CT 4 | Gas/Oil:Combustion Turbine | DEF | DEF | 2023: 12.13%; 2024: 14.49%; 2025: 9.44%; 2026: 7.09%; 2027: 3.576%
Orange Cogen | Gas/Oil:Combined Cycle | DEF | DEF | 2023: 54.98%; 2024: 54.99%; 2025: 54.98%
Orlando Cogen | Gas/Oil:Combined Cycle | DEF | DEF | 2023: 90.39%
Osprey 1 0 | Gas/Oil:Combined Cycle | DEF | DEF | 2023: 70.86%; 2024: 82.3%
Osprey 1 1 | Gas/Oil:Combined Cycle | DEF | DEF | 2023: 37.07%; 2024: 57.16%
Osprey 1 2 | Gas/Oil:Combined Cycle | DEF | DEF | 2023: 14.96%; 2024: 26.74%
OspreyAcq | Gas/Oil:Combined Cycle | DEF | DEF |  | 73.4% | 79.56% | 76.25% | 71.26% | 76.37% | 67.56% | 65.98% | 63.28% | 57.36% | 58.36% | 54.59% | 55.4% | 55.75% | 62.39% | 51% | 54.85% | 50.03% | 43.82%
OspreyAcqDF | Gas/Oil:Combined Cycle | DEF | DEF |  | 5.353% | 21.58% | 24.28% | 19% | 19.82% | 19.18% | 18.56% | 12.95% | 11.93% | 11.84% | 17.51% | 20.91% | 21.85% | 24.29% | 19.23% | 22.48% | 19.92% | 19.07%
Pasco County | Renewable:Biomass | DEF | DEF | 83.83% | 83.88% | 83.29% | 40% | 40% | 39.89% | 40% | 40% | 40% | 39.89% | 40% | 40% | 40% | 40.16% | 40% | 40% | 40% | 39.89% | 40%
Pinellas County | Renewable:Biomass | DEF | DEF | 73.69% | 75.14% | 74.79% | 40% | 40% | 39.89% | 40% | 40% | 40% | 40.16% | 40% | 40% | 40% | 40.16% | 40% | 40% | 40% | 39.89% | 40%
Shady Hills 1 | Gas/Oil:Combustion Turbine | DEF | DEF | 2023: 3.154%; 2024: 0.6835%
Shady Hills 2 | Gas/Oil:Combustion Turbine | DEF | DEF | 2023: 2.804%; 2024: 0.7935%
Shady Hills 3 | Gas/Oil:Combustion Turbine | DEF | DEF | 2023: 3.027%; 2024: 0.2428%
Solar 3rdParty Block 1 | Renewable:Solar PV | DEF | DEF |  | 22.72% | 23.56% | 23.2% | 23.56% | 23.35% | 23.56% | 23.41% | 23.56% | 23.56% | 23.56% | 23.56% | 23.56% | 23.56% | 23.56% | 23.56% | 23.56% | 23.56% | 23.56%
Solar 3rdParty Block 2 | Renewable:Solar PV | DEF | DEF | 2032: 22.72%; 2033: 23.56%; 2034: 23.25%; 2035: 23.56%; 2036: 23.37%; 2037: 23.56%; 2038: 23.42%; 2039: 23.56%; 2040: 23.56%; 2041: 23.56%
Solar 3rdParty Block 3 | Renewable:Solar PV | DEF | DEF | 2040: 22.72%; 2041: 23.56%
Solar DEF Bay Ranch | Renewable:Solar PV | DEF | DEF | 28.85% | 28.65% | 28.66% | 28.66% | 28.66% | 28.65% | 28.66% | 28.66% | 28.65% | 28.65% | 28.21% | 24.29% | 24.57% | 26.17% | 27.01% | 26.99% | 26.18% | 26.84% | 26.43%
Solar DEF Bay Trail | Renewable:Solar PV | DEF | DEF | 28.67% | 28.66% | 28.67% | 28.67% | 28.67% | 28.66% | 28.67% | 28.67% | 28.59% | 28.56% | 25.07% | 24.15% | 24.45% | 26.13% | 27.02% | 26.77% | 26.25% | 26.95% | 26.14%
Solar DEF Charlie Creek | Renewable:Solar PV | DEF | DEF | 27.24% | 27.23% | 27.24% | 27.24% | 27.24% | 27.23% | 27.24% | 27.24% | 27.22% | 26.97% | 23.57% | 22.58% | 22.69% | 24.49% | 24.9% | 24.44% | 23.68% | 24.6% | 22.9%
Solar DEF Columbia | Renewable:Solar PV | DEF | DEF | 27.23% | 27.22% | 27.23% | 27.23% | 27.23% | 27.22% | 27.23% | 26.99% | 25.35% | 23.36% | 23.08% | 22.41% | 22.71% | 24.3% | 25.01% | 24.29% | 23.71% | 24.52% | 23.26%
Solar DEF County Line | Renewable:Solar PV | DEF | DEF |  |  | 29.3% | 28.66% | 28.66% | 28.65% | 28.66% | 28.66% | 28.66% | 28.19% | 28.25% | 28.35% | 25.17% | 26.27% | 27.03% | 27.12% | 26.15% | 26.98% | 26.67%
Solar DEF Debary | Renewable:Solar PV | DEF | DEF | 23.56% | 23.55% | 23.56% | 23.56% | 23.56% | 23.55% | 23.56% | 23.35% | 21.81% | 20.11% | 19.65% | 18.96% | 19.34% | 20.9% | 21.22% | 20.49% | 20.11% | 20.8% | 19.52%
Solar DEF Duette | Renewable:Solar PV | DEF | DEF | 27.24% | 27.23% | 27.24% | 27.24% | 27.24% | 27.23% | 27.24% | 27.08% | 26.1% | 24.06% | 23.67% | 22.66% | 22.94% | 24.54% | 25.07% | 24.44% | 23.75% | 24.47% | 23.11%
Solar DEF Falmouth | Renewable:Solar PV | DEF | DEF |  | 29.68% | 28.66% | 28.66% | 28.66% | 28.65% | 28.66% | 28.66% | 28.52% | 28.65% | 28.66% | 25.67% | 24.78% | 26.21% | 27.15% | 27.13% | 26.19% | 26.84% | 26.77%
Solar DEF Fort Green | Renewable:Solar PV | DEF | DEF | 28.67% | 28.66% | 28.67% | 28.67% | 28.67% | 28.66% | 28.67% | 28.67% | 28.65% | 28.47% | 25.13% | 24.21% | 24.5% | 26.19% | 26.93% | 26.9% | 26.1% | 26.82% | 26.21%
Solar DEF Hamilton | Renewable:Solar PV | DEF | DEF | 27.24% | 27.23% | 27.24% | 27.24% | 27.24% | 27.23% | 27.24% | 27.03% | 25.7% | 23.64% | 23.19% | 22.19% | 22.63% | 24.26% | 24.62% | 23.84% | 23.44% | 24.23% | 22.64%
Solar DEF Hardeetown | Renewable:Solar PV | DEF | DEF | 28.85% | 28.65% | 28.66% | 28.66% | 28.66% | 28.65% | 28.66% | 28.66% | 28.65% | 28.65% | 28.18% | 24.54% | 24.72% | 26.19% | 27.06% | 26.96% | 26.18% | 26.86% | 26.39%
Solar DEF High Spring | Renewable:Solar PV | DEF | DEF | 26.95% | 28.66% | 28.67% | 28.67% | 28.67% | 28.66% | 28.67% | 28.67% | 28.61% | 28.66% | 28.5% | 24.45% | 24.79% | 26.21% | 27.04% | 27.03% | 26.21% | 26.85% | 26.65%
Solar DEF Hildreth | Renewable:Solar PV | DEF | DEF | 28.85% | 28.65% | 28.66% | 28.66% | 28.66% | 28.65% | 28.66% | 28.66% | 28.62% | 28.65% | 28.21% | 24.42% | 24.64% | 26.2% | 27.02% | 27.06% | 26.17% | 26.95% | 26.57%
Solar DEF Lake Placid | Renewable:Solar PV | DEF | DEF | 27.05% | 27.03% | 27.06% | 27.05% | 27.05% | 27.03% | 27.04% | 26.88% | 25.78% | 23.94% | 23.34% | 22.46% | 22.77% | 24.23% | 24.7% | 24.03% | 23.77% | 24.39% | 22.83%
Solar DEF Mule Creek | Renewable:Solar PV | DEF | DEF |  | 29.29% | 28.66% | 28.66% | 28.66% | 28.65% | 28.66% | 28.66% | 28.65% | 28.65% | 28.66% | 24.73% | 24.67% | 26.16% | 26.86% | 26.85% | 26.12% | 26.95% | 26.43%
Solar DEF NEW 1 | Renewable:Solar PV | DEF | DEF | 2035: 23.27%; 2036: 24.94%; 2037: 25.2%; 2038: 24.92%; 2039: 24.06%; 2040: 25%; 2041: 23.32%
Solar DEF NEW 1 PTC | Renewable:Solar PV | DEF | DEF | 2025: 27.56%; 2026: 27.56%; 2027: 27.56%; 2028: 27.55%; 2029: 27.56%; 2030: 27.56%; 2031: 27.56%; 2032: 27.14%; 2033: 27.1%; 2034: 27.23%
Solar DEF NEW 2 | Renewable:Solar PV | DEF | DEF | 2035: 24.42%; 2036: 24.97%; 2037: 25.56%; 2038: 25.17%; 2039: 24.22%; 2040: 25.05%; 2041: 23.7%
Solar DEF NEW 2 PTC | Renewable:Solar PV | DEF | DEF | 2025: 24.54%; 2026: 27.56%; 2027: 27.56%; 2028: 27.55%; 2029: 27.56%; 2030: 27.56%; 2031: 27.56%; 2032: 27.23%; 2033: 27.2%; 2034: 27.34%; 2035: 29.59%
Solar DEF NEW 3 | Renewable:Solar PV | DEF | DEF | 2037: 18.32%; 2038: 24.95%; 2039: 24.41%; 2040: 25.21%; 2041: 24.36%
Solar DEF NEW 3 PTC | Renewable:Solar PV | DEF | DEF |  |  |  |  | 18.32% | 26.83% | 27.27% | 27.28% | 27.3% | 27.22% | 27.45% | 27.46% | 27.51% | 27.55% | 27.68% | 27.7% | 27.69% | 27.76% | 27.93%
Solar DEF NEW 4 | Renewable:Solar PV | DEF | DEF | 2036: 18.23%; 2037: 25.85%; 2038: 25.68%; 2039: 24.94%; 2040: 25.72%; 2041: 25.16%
Solar DEF NEW 4 PTC | Renewable:Solar PV | DEF | DEF | 2026: 18.32%; 2027: 27.56%; 2028: 27.55%; 2029: 27.56%; 2030: 27.56%; 2031: 27.56%; 2032: 27.14%; 2033: 27.17%; 2034: 27.31%; 2035: 27.51%; 2036: 28.39%
Solar DEF NEW 6 PTC | Renewable:Solar PV | DEF | DEF | 2033: 18.32%; 2034: 26.66%; 2035: 27.44%; 2036: 27.55%; 2037: 27.56%; 2038: 27.56%; 2039: 27.56%; 2040: 27.55%; 2041: 27.56%
Solar DEF Osc Perry Suw | Renewable:Solar PV | DEF | DEF | 23.56% | 23.56% | 23.56% | 23.56% | 23.56% | 23.56% | 23.55% | 23.46% | 22.55% | 20.67% | 20.72% | 20.07% | 20.21% | 21.5% | 22.19% | 21.98% | 21.37% | 21.98% | 21.85%
Solar DEF Sandy Creek | Renewable:Solar PV | DEF | DEF | 27.24% | 27.23% | 27.24% | 27.24% | 27.24% | 27.23% | 27.24% | 27.24% | 27.2% | 26.95% | 23.47% | 22.46% | 22.84% | 24.43% | 24.74% | 24.34% | 23.71% | 24.5% | 23.01%
Solar DEF Santa Fe | Renewable:Solar PV | DEF | DEF | 27.23% | 27.22% | 27.23% | 27.23% | 27.23% | 27.22% | 27.23% | 27.13% | 25.86% | 23.83% | 23.36% | 22.37% | 22.69% | 24.33% | 24.66% | 24.12% | 23.57% | 24.39% | 22.79%
Solar DEF St Pete Pier | Renewable:Solar PV | DEF | DEF | 23.56% | 23.55% | 23.56% | 23.56% | 23.56% | 23.55% | 23.56% | 23.36% | 22.21% | 20.37% | 20.36% | 19.73% | 19.98% | 21.29% | 21.82% | 21.52% | 20.97% | 21.5% | 20.62%
Solar DEF Trenton | Renewable:Solar PV | DEF | DEF | 27.24% | 27.23% | 27.24% | 27.24% | 27.24% | 27.23% | 27.23% | 27.08% | 25.75% | 23.67% | 23.12% | 22.48% | 22.64% | 24.28% | 24.67% | 23.95% | 23.46% | 24.16% | 22.62%
Solar DEF Twin Rivers | Renewable:Solar PV | DEF | DEF | 27.23% | 27.22% | 27.23% | 27.23% | 27.23% | 27.22% | 27.22% | 27.1% | 26.01% | 23.88% | 23.46% | 22.42% | 22.64% | 24.32% | 24.83% | 24.24% | 23.71% | 24.4% | 22.76%
Solar DEF Winquepin | Renewable:Solar PV | DEF | DEF |  | 29.29% | 28.66% | 28.66% | 28.66% | 28.65% | 28.66% | 28.66% | 28.59% | 28.65% | 28.66% | 25.1% | 24.86% | 26.22% | 27.05% | 27.13% | 26.28% | 26.83% | 26.6%
Solar+Storage DEF NEW 1 | Renewable:Solar PV | DEF | DEF | 2039: 22.53%; 2040: 31.91%; 2041: 31.85%
Solar+Storage DEF NEW 1 PTC + ITC | Renewable:Solar PV | DEF | DEF | [6 empty] | 22.59% | 33.09% | 33.53% | 33.46% | 33.55% | 33.58% | 33.78% | 33.95% | 33.99% | 33.99% | 34.31% | 34.46% | 35.04%
Standby | Demand:Demand Response | DEF | DEF | 0.001111% |  | 0.0008449% | 0.002372% | 0.0002288% | 0.0005683% | 0.08558% | 0.108% | 0.02665% | 0.003141% | 0.04216% | 0.03479% | 0.05052% | 0.03508% | 0.1401% | 0.05361% | 0.01682% | 0.002339% | 0.006098%
SUWANNEE_P 1 | Gas/Oil:Combustion Turbine | DEF | DEF | 1.71% | 2.659% | 2.378% | 2.444% | 1.613% | 1.968% | 2.222% | 2.723% | 2.207% | 1.852% | 1.999% | 2.038%
SUWANNEE_P 2 | Gas/Oil:Combustion Turbine | DEF | DEF | 1.432% | 1.916% | 1.585% | 2.2% | 1.201% | 2.001% | 2.054% | 2.364% | 1.909% | 1.847% | 1.754% | 1.796%
SUWANNEE_P 3 | Gas/Oil:Combustion Turbine | DEF | DEF | 2.511% | 3.382% | 3.126% | 3.414% | 2.36% | 2.981% | 2.931% | 3.054% | 2.421% | 2.436% | 2.358% | 2.4%
Tigerbay 1 | Gas/Oil:Combined Cycle | DEF | DEF | 62.98% | 56.97% | 50.35% | 57.12% | 49.44% | 53.61% | 44.27% | 36.52% | 29.58% | 27.34% | 20.71% | 30.01% | 8.001%
U OF FL 1 | Gas/Oil:Combustion Turbine | DEF | DEF | 2023: 78.04%; 2024: 78.11%; 2025: 77.52%; 2026: 77.16%; 2027: 78.78%
Voltage Red | Demand:Demand Response | DEF | DEF |  |  | 0.009141% | 0.001257% | 0.0007166% | 0.05738% | 0.1159% | 0.01814% | 0.01642% | 0.02454% | 0.000287% | 0.007228% | 0.08749% | 0.02704% | 0.09541% | 0.09723% | 0.0104% | 0.004325% | 0.004765%
WaterHtr_PP | Demand:Demand Response | DEF | DEF | 0.1601% | 0.1708% | 0.1527% | 0.1277% | 0.08575% | 0.1103% | 0.1414% | 0.1586% | 0.09547% | 0.08847% | 0.1128% | 0.05935% | 0.05207% | 0.04035% | 0.2089% | 0.03947% | 0.07532% | 0.02673% | 0.02932%
Group Totals
Resource | Type | BA | Area | 2023 | 2024 | 2025 | 2026 | 2027 | 2028 | 2029 | 2030 | 2031 | 2032 | 2033 | 2034 | 2035 | 2036 | 2037 | 2038 | 2039 | 2040 | 2041
Total | Coal:Conventional | DEF | DEF | 9.548% | 12.24% | 12.6% | 10.85% | 11.13% | 16.69% | 15.94% | 22.37% | 31% | 28.81% | 29.21% | 26.57%
Total | Demand:Demand Response | DEF | DEF | 0.01519% | 0.0158% | 0.01472% | 0.01653% | 0.008848% | 0.01423% | 0.04395% | 0.0545% | 0.01383% | 0.009793% | 0.03098% | 0.01131% | 0.01688% | 0.009929% | 0.08211% | 0.01618% | 0.009745% | 0.00295% | 0.003793%
Total | Gas/Oil:Combined Cycle | DEF | DEF | 66.79% | 68.25% | 65.85% | 65.22% | 64.18% | 61.92% | 61.94% | 59.43% | 55.01% | 53.8% | 53.06% | 54.43% | 55.73% | 56.86% | 57.53% | 54.78% | 55.33% | 53.19% | 51.97%
Total | Gas/Oil:Combustion Turbine | DEF | DEF | 4.18% | 4.694% | 3.837% | 3.34% | 2.609% | 1.236% | 1.402% | 1.32% | 0.9771% | 0.8853% | 0.8764% | 0.9454% | 0.9414% | 2.216% | 2.904% | 1.926% | 3.837% | 3.948% | 2.828%
Total | Gas/Oil:Steam Turbine | DEF | DEF | 18.44% | 19.79% | 8.871% | 13.82% | 13.43% | 13.24% | 9.417% | 8.148% | 6.399% | 6.144% | 5.481% | 7.799% | 10.04% | 10.44% | 13.36% | 8.602% | 7.96% | 4.577% | 4.137%
Total | Nuclear:Nuclear | DEF | DEF | 2038: 97.46%; 2039: 94.93%; 2040: 95.33%; 2041: 95.02%
Total | Renewable:Biomass | DEF | DEF | 65.6% | 66.28% | 66.03% | 40% | 40% | 39.97% | 40% | 40% | 40% | 40.11% | 40% | 40% | 40% | 40.16% | 40% | 40% | 40% | 39.89% | 40%
Total | Renewable:Solar PV | DEF | DEF | 27.33% | 27.64% | 27.37% | 27.34% | 27.34% | 27.28% | 27.29% | 27.49% | 27.52% | 27.28% | 26.95% | 26.56% | 26.72% | 27% | 27.09% | 26.88% | 26.47% | 26.65% | 26.06%
Total | Storage:Battery | DEF | DEF |  |  |  |  | 9.904% | 10.2% | 10.49% | 10.71% | 10.15% | 13.43% | 15.55% | 16.77% | 16.97% | 16.72% | 16.8% | 16.7% | 16.56% | 16.43% | 16.34%

## Availability
Availability (%)
Base Case
Resource | Type | BA | Area | 2023 | 2024 | 2025 | 2026 | 2027 | 2028 | 2029 | 2030 | 2031 | 2032 | 2033 | 2034 | 2035 | 2036 | 2037 | 2038 | 2039 | 2040 | 2041
AC | Demand:Demand Response | DEF | DEF | 100% | 100% | 100% | 100% | 100% | 100% | 100% | 100% | 100% | 100% | 100% | 100% | 100% | 100% | 100% | 100% | 100% | 100% | 100%
Anclote 1 | Gas/Oil:Steam Turbine | DEF | DEF | 83.76% | 92.62% | 70.02% | 92.87% | 87.31% | 92.62% | 87.04% | 92.92% | 81.97% | 92.67% | 87.04% | 92.61% | 87.06% | 92.63% | 81.6% | 92.83% | 87.08% | 92.94% | 87.04%
Anclote 2 | Gas/Oil:Steam Turbine | DEF | DEF | 88.46% | 80.04% | 66.97% | 75.01% | 88.42% | 83.22% | 88.46% | 78.06% | 88.46% | 83.01% | 88.83% | 83.29% | 88.52% | 78.1% | 88.46% | 83.32% | 88.46% | 83.08% | 88.52%
As Avail | Gas/Oil:Combined Cycle | DEF | DEF | 20% | 19.95% | 20% | 20% | 20% | 20.22% | 20% | 20% | 20% | 19.95% | 20% | 20% | 20% | 19.95% | 20% | 20% | 20% | 19.95% | 20%
As Avail PCS | Renewable:Biomass | DEF | DEF | 40% | 39.89% | 40% | 40% | 40% | 40.16% | 40% | 40% | 40% | 40.16% | 40% | 40% | 40% | 40.16% | 40% | 40% | 40% | 39.89% | 40%
Bartow CC 1 0 | Gas/Oil:Combined Cycle | DEF | DEF | 85.48% | 81.73% | 89.79% | 89.05% | 84.28% | 85.72% | 91.74% | 91.88% | 91.98% | 91.53% | 87.34% | 91.67% | 91.74% | 91.94% | 82.27% | 91.91% | 91.67% | 91.61% | 87.31%
Bartow CC 1 PAG | Gas/Oil:Combined Cycle | DEF | DEF | 86.27% | 81.72% | 90.3% | 89.44% | 85.65% | 86.63% | 91.8% | 91.73% | 91.68% | 91.94% | 87.83% | 91.83% | 91.8% | 91.74% | 82.96% | 91.72% | 91.83% | 91.49% | 87.85%
BARTOW_P 1 | Gas/Oil:Combustion Turbine | DEF | DEF | 2023: 84.8%; 2024: 88.9%; 2025: 80.7%; 2026: 89.24%; 2027: 88.31%
BARTOW_P 2 | Gas/Oil:Combustion Turbine | DEF | DEF | 89.67% | 87.65% | 95.67% | 96.41% | 95.67% | 95.68% | 96.34% | 96.65% | 96.65% | 95.86% | 95.67% | 95.83%
BARTOW_P 3 | Gas/Oil:Combustion Turbine | DEF | DEF | 2023: 88.11%; 2024: 88.86%; 2025: 93.06%; 2026: 92.51%; 2027: 93.9%
BARTOW_P 4 | Gas/Oil:Combustion Turbine | DEF | DEF | 82.24% | 81.05% | 87.52% | 87.04% | 87.91% | 87.08% | 88.01% | 87.25% | 88.49% | 87.56% | 87.04% | 87.9%
Battery 4 Hours | Storage:Battery | DEF | DEF | [7 empty] | 97.66% | 97.58% | 97.6% | 97.57% | 97.59% | 97.58% | 97.58% | 97.58% | 97.59% | 97.58% | 97.58% | 97.58%
BAYBORO_P 1 | Gas/Oil:Combustion Turbine | DEF | DEF | 2023: 94.5%; 2024: 94.59%; 2025: 94.18%
BAYBORO_P 2 | Gas/Oil:Combustion Turbine | DEF | DEF | 2023: 94.52%; 2024: 94.54%; 2025: 94.62%
BAYBORO_P 3 | Gas/Oil:Combustion Turbine | DEF | DEF | 2023: 93.57%; 2024: 93.35%; 2025: 93.82%
BAYBORO_P 4 | Gas/Oil:Combustion Turbine | DEF | DEF | 2023: 93.06%; 2024: 93.58%; 2025: 92.45%
Citrus CC 1 | Gas/Oil:Combined Cycle | DEF | DEF | 88.39% | 89.4% | 82.68% | 88.99% | 88.56% | 78.8% | 86.41% | 86.54% | 80.5% | 86.83% | 86.41% | 86.54% | 86.11% | 86.45% | 80.58% | 86.71% | 86.24% | 77.99% | 86.49%
Citrus CC 1 Duct | Gas/Oil:Combined Cycle | DEF | DEF | 89.13% | 89.29% | 83.9% | 89.63% | 90.04% | 80.2% | 88.36% | 87.69% | 83.29% | 88.01% | 87.81% | 87.69% | 88.1% | 87.84% | 83.21% | 88.07% | 87.98% | 80.44% | 88.27%
Citrus CC 2 | Gas/Oil:Combined Cycle | DEF | DEF | 86.33% | 88.05% | 87.78% | 82.96% | 88.83% | 77.31% | 85.73% | 86.24% | 80.4% | 85.95% | 85.73% | 85.96% | 86.05% | 85.77% | 80.4% | 85.91% | 85.66% | 77.63% | 85.91%
Citrus CC 2 Duct | Gas/Oil:Combined Cycle | DEF | DEF | 88.02% | 89.63% | 89.88% | 82.51% | 88.7% | 80.87% | 88.15% | 87.56% | 83.08% | 87.96% | 88.15% | 87.88% | 87.77% | 88.18% | 83.08% | 87.93% | 87.63% | 80.5% | 87.93%
Crystal 4 | Coal:Conventional | DEF | DEF | 89.34% | 71.98% | 89.09% | 82.38% | 89.07% | 81.9% | 89.04% | 82.15% | 89.02% | 71.79% | 89.02% | 89.38%
Crystal 5 | Coal:Conventional | DEF | DEF | 72.04% | 89.02% | 82.09% | 89.05% | 82.16% | 88.94% | 81.87% | 89.29% | 71.5% | 89.39% | 82.09% | 88.73%
DEBARY 10 | Gas/Oil:Combustion Turbine | DEF | DEF | 84.15% | 83.52% | 84.29% | 84.43% | 84.67% | 84.45% | 84.67% | 72.42% | 84.26% | 84.17% | 83.58% | 83.9% | 83.6% | 83.6%
DEBARY 2 | Gas/Oil:Combustion Turbine | DEF | DEF | 2023: 89.71%; 2024: 88.98%; 2025: 89.53%; 2026: 89.01%; 2027: 88.93%
DEBARY 3 | Gas/Oil:Combustion Turbine | DEF | DEF | 2023: 89.01%; 2024: 82.71%; 2025: 88.27%; 2026: 88.41%; 2027: 88.66%
DEBARY 4 | Gas/Oil:Combustion Turbine | DEF | DEF | 2023: 88.24%; 2024: 88.27%; 2025: 87.69%; 2026: 87.87%; 2027: 88.89%
DEBARY 5 | Gas/Oil:Combustion Turbine | DEF | DEF | 2023: 79.67%; 2024: 84%; 2025: 85.02%; 2026: 83.98%; 2027: 84.34%
DEBARY 6 | Gas/Oil:Combustion Turbine | DEF | DEF | 2023: 86.5%; 2024: 91.63%; 2025: 91.85%; 2026: 92.49%; 2027: 91.68%
DEBARY 7 | Gas/Oil:Combustion Turbine | DEF | DEF | 92.79% | 70.6% | 93.54% | 93.73% | 85.09% | 93.25% | 93.29% | 93.54% | 85.3% | 92.39% | 93.73% | 93.73% | 93.73% | 93.56%
DEBARY 8 | Gas/Oil:Combustion Turbine | DEF | DEF | 86.17% | 71.94% | 86.29% | 85.74% | 79.16% | 86.58% | 85.74% | 79.83% | 86.29% | 86.08% | 86.6% | 86.91% | 87.16% | 86.56%
DEBARY 9 | Gas/Oil:Combustion Turbine | DEF | DEF | 84.66% | 84.94% | 83.36% | 84.6% | 83.79% | 84.99% | 79.46% | 83.9% | 84.54% | 84.94% | 84.95% | 85.59% | 84.66% | 84.25%
DEF Nuclear GE X300 PTC | Nuclear:Nuclear | DEF | DEF | 2038: 97.43%; 2039: 95.03%; 2040: 95.33%; 2041: 94.97%
Gen 190MW CT | Gas/Oil:Combustion Turbine | DEF | DEF | 2034: 97.05%; 2035: 94.68%; 2036: 94.72%; 2037: 94.75%; 2038: 94.74%; 2039: 94.72%; 2040: 94.72%; 2041: 94.74%
Gen 190MW CT Ave | Gas/Oil:Combustion Turbine | DEF | DEF | 2039: 95.75%; 2040: 94.61%; 2041: 94.64%
HEAT | Demand:Demand Response | DEF | DEF | 100% | 100% | 100% | 100% | 100% | 100% | 100% | 100% | 100% | 100% | 100% | 100% | 100% | 100% | 100% | 100% | 100% | 100% | 100%
Hines CC 1 | Gas/Oil:Combined Cycle | DEF | DEF | 76.01% | 77.72% | 90.41% | 76.04% | 90.62% | 79.74% | 90.41% | 84.64% | 90.38% | 84.87% | 90.74% | 76.96% | 90.65% | 84.75% | 90.41% | 78.61% | 91.67%
Hines CC 2 | Gas/Oil:Combined Cycle | DEF | DEF | 85.08% | 94.04% | 84.97% | 94.01% | 89.83% | 93.61% | 79.7% | 93.72% | 87.89% | 93.88% | 87.75% | 93.87% | 87.46% | 93.88% | 88.4% | 93.61% | 79.8% | 94.03% | 87.93%
Hines CC 3 | Gas/Oil:Combined Cycle | DEF | DEF | 85.34% | 87.1% | 94.96% | 85.45% | 94.84% | 88.85% | 94.94% | 80.55% | 94.65% | 88.77% | 94.84% | 88.77% | 94.84% | 86.82% | 94.94% | 88.77% | 94.94% | 82.31% | 94.84%
Hines CC 4 | Gas/Oil:Combined Cycle | DEF | DEF | 70.39% | 80.57% | 67.8% | 80.55% | 75.69% | 80.6% | 75.8% | 80.76% | 69.44% | 80.81% | 75.89% | 80.82% | 72.52% | 80.81% | 75.56% | 80.61% | 75.62% | 80.03% | 72.04%
INT CITY 1 | Gas/Oil:Combustion Turbine | DEF | DEF | 93.05% | 98.14% | 98.14% | 97.56% | 97.32% | 97.17% | 97.32% | 98.14% | 97.47% | 98.14% | 97.66% | 98.45%
INT CITY 10 | Gas/Oil:Combustion Turbine | DEF | DEF | 90.25% | 95.29% | 95.57% | 87.79% | 95.4% | 95% | 95.28% | 95.28% | 94.99% | 81.4% | 95.07% | 95.11% | 95.28% | 95.29% | 86.27% | 95.23%
INT CITY 11 | Gas/Oil:Combustion Turbine | DEF | DEF | 93.2% | 93.11% | 93.2% | 92.94% | 92.94% | 93.64% | 93.2% | 93.17% | 93.09% | 92.96% | 93.09% | 92.94% | 93.2% | 93.22% | 93.09% | 93.36% | 93.05% | 93.19% | 92.94%
INT CITY 12 | Gas/Oil:Combustion Turbine | DEF | DEF | 95.54% | 95.93% | 96.29% | 79.83% | 95.56% | 95.49% | 96.24% | 95.86% | 95.29% | 81.75% | 95.86% | 95.48% | 87.42% | 95.87% | 95.91% | 95.86% | 95.18% | 95.93% | 95.56%
INT CITY 13 | Gas/Oil:Combustion Turbine | DEF | DEF | 94.94% | 95.62% | 76.56% | 94.52% | 94.94% | 94.54% | 95.61% | 95.18% | 85.63% | 95.08% | 94.94% | 83.37% | 95.37% | 95.2% | 85.63% | 95.24% | 94.94% | 95.2% | 94.52%
INT CITY 14 | Gas/Oil:Combustion Turbine | DEF | DEF | 88.7% | 97.06% | 97.24% | 81.67% | 96.77% | 97.31% | 97.07% | 96.77% | 87.55% | 97.02% | 97.07% | 96.65% | 84.69% | 97.06% | 97.05% | 96.65% | 96.67% | 96.91% | 97.3%
INT CITY 2 | Gas/Oil:Combustion Turbine | DEF | DEF | 83.21% | 85.43% | 84.95% | 86.4% | 85.39% | 86.44% | 83.65% | 84.3% | 84.66% | 85.79% | 85.6% | 86.48%
INT CITY 3 | Gas/Oil:Combustion Turbine | DEF | DEF | 89.34% | 97.82% | 95.99% | 98.27% | 98.35% | 98.35% | 93.43% | 97.81% | 96.56% | 98.35% | 98.35% | 97.91%
INT CITY 4 | Gas/Oil:Combustion Turbine | DEF | DEF | 84.64% | 84.36% | 85.44% | 84.64% | 84.4% | 85.66% | 83.34% | 85.6% | 84.96% | 85.25% | 85.2% | 85.18%
INT CITY 5 | Gas/Oil:Combustion Turbine | DEF | DEF | 97.86% | 97.21% | 97.63% | 92.53% | 97.72% | 97.41% | 97.86% | 91.91% | 97.11% | 97.21% | 97.35% | 97.22%
INT CITY 6 | Gas/Oil:Combustion Turbine | DEF | DEF | 98.15% | 98.16% | 98.15% | 98.55% | 98.55% | 98.16% | 98.55% | 98.55% | 98.55% | 98.16% | 98.15% | 97.92%
INT CITY 7 | Gas/Oil:Combustion Turbine | DEF | DEF | 89.05% | 88.52% | 81.87% | 88.49% | 88.49% | 88.54% | 77.15% | 88.78% | 88.88% | 89.07% | 88.7% | 80.36% | 89.02% | 88.52% | 88.41% | 88.42%
INT CITY 8 | Gas/Oil:Combustion Turbine | DEF | DEF | 79.17% | 90.31% | 93.09% | 92.95% | 93.24% | 81.2% | 93.35% | 93.6% | 93.79% | 93.51% | 85.34% | 93.24% | 93.86% | 93.37% | 93.49% | 93.2%
INT CITY 9 | Gas/Oil:Combustion Turbine | DEF | DEF | 68.82% | 88.99% | 88.49% | 88.82% | 76.72% | 88.78% | 88.74% | 89% | 88.52% | 80.9% | 88.52% | 88.78% | 89.04% | 89.07% | 88.82% | 89.04%
INTER | Demand:Demand Response | DEF | DEF | 100% | 100% | 100% | 100% | 100% | 100% | 100% | 100% | 100% | 100% | 100% | 100% | 100% | 100% | 100% | 100% | 100% | 100% | 100%
Mulberry | Gas/Oil:Combined Cycle | DEF | DEF | 2023: 51.88%; 2024: 49.64%
NSG Vand CT 1 | Gas/Oil:Combustion Turbine | DEF | DEF | 2023: 90.7%; 2024: 90.89%; 2025: 92.05%; 2026: 91.69%; 2027: 90.11%
NSG Vand CT 2 | Gas/Oil:Combustion Turbine | DEF | DEF | 2023: 92.18%; 2024: 96.17%; 2025: 93.63%; 2026: 91.67%; 2027: 82.67%
NSG Vand CT 3 | Gas/Oil:Combustion Turbine | DEF | DEF | 2023: 91.05%; 2024: 91.68%; 2025: 96.08%; 2026: 89.27%; 2027: 96.07%
NSG Vand CT 4 | Gas/Oil:Combustion Turbine | DEF | DEF | 2023: 94.84%; 2024: 95.9%; 2025: 88.75%; 2026: 96.2%; 2027: 96.11%
Orange Cogen | Gas/Oil:Combined Cycle | DEF | DEF | 2023: 54.98%; 2024: 54.99%; 2025: 54.98%
Orlando Cogen | Gas/Oil:Combined Cycle | DEF | DEF | 2023: 90.39%
Osprey 1 0 | Gas/Oil:Combined Cycle | DEF | DEF | 2023: 74.25%; 2024: 86.89%
Osprey 1 1 | Gas/Oil:Combined Cycle | DEF | DEF | 2023: 63.72%; 2024: 84.03%
Osprey 1 2 | Gas/Oil:Combined Cycle | DEF | DEF | 2023: 57.96%; 2024: 85.04%
OspreyAcq | Gas/Oil:Combined Cycle | DEF | DEF |  | 93.44% | 87.94% | 87.32% | 85.58% | 87.4% | 83.32% | 86.77% | 86.23% | 87.4% | 87.68% | 87.11% | 83.81% | 83.53% | 87.36% | 87.68% | 87.61% | 83.57% | 83.48%
OspreyAcqDF | Gas/Oil:Combined Cycle | DEF | DEF |  | 93.44% | 88.56% | 88.71% | 85.97% | 88.69% | 85.08% | 87.56% | 87.62% | 88.69% | 87.66% | 88.36% | 84.48% | 84.92% | 88.06% | 87.66% | 88.36% | 84.87% | 84.88%
Pasco County | Renewable:Biomass | DEF | DEF | 83.84% | 83.88% | 83.29% | 40% | 40% | 39.89% | 40% | 40% | 40% | 39.89% | 40% | 40% | 40% | 40.16% | 40% | 40% | 40% | 39.89% | 40%
Pinellas County | Renewable:Biomass | DEF | DEF | 73.7% | 75.14% | 74.79% | 40% | 40% | 39.89% | 40% | 40% | 40% | 40.16% | 40% | 40% | 40% | 40.16% | 40% | 40% | 40% | 39.89% | 40%
Shady Hills 1 | Gas/Oil:Combustion Turbine | DEF | DEF | 2023: 93.6%; 2024: 92.63%
Shady Hills 2 | Gas/Oil:Combustion Turbine | DEF | DEF | 2023: 93.87%; 2024: 92.63%
Shady Hills 3 | Gas/Oil:Combustion Turbine | DEF | DEF | 2023: 93.77%; 2024: 72.7%
Solar 3rdParty Block 1 | Renewable:Solar PV | DEF | DEF |  | 22.72% | 23.56% | 23.2% | 23.56% | 23.35% | 23.56% | 23.41% | 23.56% | 23.56% | 23.56% | 23.56% | 23.56% | 23.56% | 23.56% | 23.56% | 23.56% | 23.56% | 23.56%
Solar 3rdParty Block 2 | Renewable:Solar PV | DEF | DEF | 2032: 22.72%; 2033: 23.56%; 2034: 23.25%; 2035: 23.56%; 2036: 23.37%; 2037: 23.56%; 2038: 23.42%; 2039: 23.56%; 2040: 23.56%; 2041: 23.56%
Solar 3rdParty Block 3 | Renewable:Solar PV | DEF | DEF | 2040: 22.72%; 2041: 23.56%
Solar DEF Bay Ranch | Renewable:Solar PV | DEF | DEF | 28.85% | 28.65% | 28.66% | 28.66% | 28.66% | 28.65% | 28.66% | 28.66% | 28.66% | 28.65% | 28.66% | 28.66% | 28.66% | 28.65% | 28.66% | 28.66% | 28.66% | 28.65% | 28.66%
Solar DEF Bay Trail | Renewable:Solar PV | DEF | DEF | 28.67% | 28.66% | 28.67% | 28.67% | 28.67% | 28.66% | 28.67% | 28.67% | 28.67% | 28.66% | 28.67% | 28.67% | 28.67% | 28.66% | 28.67% | 28.67% | 28.67% | 28.66% | 28.67%
Solar DEF Charlie Creek | Renewable:Solar PV | DEF | DEF | 27.24% | 27.23% | 27.24% | 27.24% | 27.24% | 27.23% | 27.24% | 27.24% | 27.24% | 27.23% | 27.24% | 27.24% | 27.24% | 27.23% | 27.24% | 27.24% | 27.24% | 27.23% | 27.24%
Solar DEF Columbia | Renewable:Solar PV | DEF | DEF | 27.23% | 27.22% | 27.23% | 27.23% | 27.23% | 27.22% | 27.23% | 27.23% | 27.23% | 27.22% | 27.23% | 27.23% | 27.23% | 27.22% | 27.23% | 27.23% | 27.23% | 27.22% | 27.23%
Solar DEF County Line | Renewable:Solar PV | DEF | DEF |  |  | 29.3% | 28.66% | 28.66% | 28.65% | 28.66% | 28.66% | 28.66% | 28.65% | 28.66% | 28.66% | 28.66% | 28.65% | 28.66% | 28.66% | 28.66% | 28.65% | 28.66%
Solar DEF Debary | Renewable:Solar PV | DEF | DEF | 23.56% | 23.55% | 23.56% | 23.56% | 23.56% | 23.55% | 23.56% | 23.56% | 23.56% | 23.55% | 23.56% | 23.56% | 23.56% | 23.55% | 23.56% | 23.56% | 23.56% | 23.55% | 23.56%
Solar DEF Duette | Renewable:Solar PV | DEF | DEF | 27.24% | 27.23% | 27.24% | 27.24% | 27.24% | 27.23% | 27.24% | 27.24% | 27.24% | 27.23% | 27.24% | 27.24% | 27.24% | 27.23% | 27.24% | 27.24% | 27.24% | 27.23% | 27.24%
Solar DEF Falmouth | Renewable:Solar PV | DEF | DEF |  | 29.68% | 28.66% | 28.66% | 28.66% | 28.65% | 28.66% | 28.66% | 28.66% | 28.65% | 28.66% | 28.66% | 28.66% | 28.65% | 28.66% | 28.66% | 28.66% | 28.65% | 28.66%
Solar DEF Fort Green | Renewable:Solar PV | DEF | DEF | 28.67% | 28.66% | 28.67% | 28.67% | 28.67% | 28.66% | 28.67% | 28.67% | 28.67% | 28.66% | 28.67% | 28.67% | 28.67% | 28.66% | 28.67% | 28.67% | 28.67% | 28.66% | 28.67%
Solar DEF Hamilton | Renewable:Solar PV | DEF | DEF | 27.24% | 27.23% | 27.24% | 27.24% | 27.24% | 27.23% | 27.24% | 27.24% | 27.24% | 27.23% | 27.24% | 27.24% | 27.24% | 27.23% | 27.24% | 27.24% | 27.24% | 27.23% | 27.24%
Solar DEF Hardeetown | Renewable:Solar PV | DEF | DEF | 28.85% | 28.65% | 28.66% | 28.66% | 28.66% | 28.65% | 28.66% | 28.66% | 28.66% | 28.65% | 28.66% | 28.66% | 28.66% | 28.65% | 28.66% | 28.66% | 28.66% | 28.65% | 28.66%
Solar DEF High Spring | Renewable:Solar PV | DEF | DEF | 26.95% | 28.66% | 28.67% | 28.67% | 28.67% | 28.66% | 28.67% | 28.67% | 28.67% | 28.66% | 28.67% | 28.67% | 28.67% | 28.66% | 28.67% | 28.67% | 28.67% | 28.66% | 28.67%
Solar DEF Hildreth | Renewable:Solar PV | DEF | DEF | 28.85% | 28.65% | 28.66% | 28.66% | 28.66% | 28.65% | 28.66% | 28.66% | 28.66% | 28.65% | 28.66% | 28.66% | 28.66% | 28.65% | 28.66% | 28.66% | 28.66% | 28.65% | 28.66%
Solar DEF Lake Placid | Renewable:Solar PV | DEF | DEF | 27.05% | 27.03% | 27.06% | 27.05% | 27.05% | 27.03% | 27.04% | 27.04% | 27.05% | 27.03% | 27.04% | 27.04% | 27.04% | 27.03% | 27.04% | 27.04% | 27.04% | 27.03% | 27.03%
Solar DEF Mule Creek | Renewable:Solar PV | DEF | DEF |  | 29.29% | 28.66% | 28.66% | 28.66% | 28.65% | 28.66% | 28.66% | 28.66% | 28.65% | 28.66% | 28.66% | 28.66% | 28.65% | 28.66% | 28.66% | 28.66% | 28.65% | 28.66%
Solar DEF NEW 1 | Renewable:Solar PV | DEF | DEF | 2035: 27.56%; 2036: 27.55%; 2037: 27.56%; 2038: 27.56%; 2039: 27.56%; 2040: 27.55%; 2041: 27.56%
Solar DEF NEW 1 PTC | Renewable:Solar PV | DEF | DEF | 2025: 27.56%; 2026: 27.56%; 2027: 27.56%; 2028: 27.55%; 2029: 27.56%; 2030: 27.56%; 2031: 27.56%; 2032: 27.55%; 2033: 27.56%; 2034: 27.56%
Solar DEF NEW 2 | Renewable:Solar PV | DEF | DEF | 2035: 24.54%; 2036: 27.55%; 2037: 27.56%; 2038: 27.56%; 2039: 27.56%; 2040: 27.55%; 2041: 27.56%
Solar DEF NEW 2 PTC | Renewable:Solar PV | DEF | DEF | 2025: 24.54%; 2026: 27.56%; 2027: 27.56%; 2028: 27.55%; 2029: 27.56%; 2030: 27.56%; 2031: 27.56%; 2032: 27.55%; 2033: 27.56%; 2034: 27.56%; 2035: 29.73%
Solar DEF NEW 3 | Renewable:Solar PV | DEF | DEF | 2037: 18.32%; 2038: 26.84%; 2039: 27.27%; 2040: 27.27%; 2041: 27.3%
Solar DEF NEW 3 PTC | Renewable:Solar PV | DEF | DEF |  |  |  |  | 18.32% | 26.83% | 27.27% | 27.28% | 27.3% | 27.32% | 27.56% | 27.56% | 27.56% | 27.55% | 27.68% | 27.7% | 27.69% | 27.76% | 27.93%
Solar DEF NEW 4 | Renewable:Solar PV | DEF | DEF | 2036: 18.32%; 2037: 27.56%; 2038: 27.56%; 2039: 27.56%; 2040: 27.55%; 2041: 27.56%
Solar DEF NEW 4 PTC | Renewable:Solar PV | DEF | DEF | 2026: 18.32%; 2027: 27.56%; 2028: 27.55%; 2029: 27.56%; 2030: 27.56%; 2031: 27.56%; 2032: 27.55%; 2033: 27.56%; 2034: 27.56%; 2035: 27.56%; 2036: 28.4%
Solar DEF NEW 6 PTC | Renewable:Solar PV | DEF | DEF | 2033: 18.32%; 2034: 26.89%; 2035: 27.56%; 2036: 27.55%; 2037: 27.56%; 2038: 27.56%; 2039: 27.56%; 2040: 27.55%; 2041: 27.56%
Solar DEF Osc Perry Suw | Renewable:Solar PV | DEF | DEF | 23.56% | 23.56% | 23.56% | 23.56% | 23.56% | 23.56% | 23.56% | 23.56% | 23.56% | 23.56% | 23.56% | 23.56% | 23.56% | 23.56% | 23.56% | 23.56% | 23.56% | 23.56% | 23.56%
Solar DEF Sandy Creek | Renewable:Solar PV | DEF | DEF | 27.24% | 27.23% | 27.24% | 27.24% | 27.24% | 27.23% | 27.24% | 27.24% | 27.24% | 27.23% | 27.24% | 27.24% | 27.24% | 27.23% | 27.24% | 27.24% | 27.24% | 27.23% | 27.24%
Solar DEF Santa Fe | Renewable:Solar PV | DEF | DEF | 27.23% | 27.22% | 27.23% | 27.23% | 27.23% | 27.22% | 27.23% | 27.23% | 27.23% | 27.22% | 27.23% | 27.23% | 27.23% | 27.22% | 27.23% | 27.23% | 27.23% | 27.22% | 27.23%
Solar DEF St Pete Pier | Renewable:Solar PV | DEF | DEF | 23.56% | 23.55% | 23.56% | 23.56% | 23.56% | 23.55% | 23.56% | 23.56% | 23.56% | 23.55% | 23.56% | 23.56% | 23.56% | 23.55% | 23.56% | 23.56% | 23.56% | 23.55% | 23.56%
Solar DEF Trenton | Renewable:Solar PV | DEF | DEF | 27.24% | 27.23% | 27.24% | 27.24% | 27.24% | 27.23% | 27.24% | 27.24% | 27.24% | 27.23% | 27.24% | 27.24% | 27.24% | 27.23% | 27.24% | 27.24% | 27.24% | 27.23% | 27.24%
Solar DEF Twin Rivers | Renewable:Solar PV | DEF | DEF | 27.23% | 27.22% | 27.23% | 27.23% | 27.23% | 27.22% | 27.23% | 27.23% | 27.23% | 27.22% | 27.23% | 27.23% | 27.23% | 27.22% | 27.23% | 27.23% | 27.23% | 27.22% | 27.23%
Solar DEF Winquepin | Renewable:Solar PV | DEF | DEF |  | 29.29% | 28.66% | 28.66% | 28.66% | 28.65% | 28.66% | 28.66% | 28.66% | 28.65% | 28.66% | 28.66% | 28.66% | 28.65% | 28.66% | 28.66% | 28.66% | 28.65% | 28.66%
Solar+Storage DEF NEW 1 | Renewable:Solar PV | DEF | DEF | 2039: 22.58%; 2040: 33.08%; 2041: 33.53%
Solar+Storage DEF NEW 1 PTC + ITC | Renewable:Solar PV | DEF | DEF | [6 empty] | 22.59% | 33.09% | 33.53% | 33.97% | 33.99% | 33.99% | 33.99% | 33.97% | 33.99% | 33.99% | 34.31% | 34.46% | 35.04%
Standby | Demand:Demand Response | DEF | DEF | 100% | 100% | 100% | 100% | 100% | 100% | 100% | 100% | 100% | 100% | 100% | 100% | 100% | 100% | 100% | 100% | 100% | 100% | 100%
SUWANNEE_P 1 | Gas/Oil:Combustion Turbine | DEF | DEF | 74.14% | 82.61% | 80.4% | 80.17% | 75.96% | 81.23% | 80.12% | 82.64% | 80.84% | 76.78% | 81.48% | 83.24%
SUWANNEE_P 2 | Gas/Oil:Combustion Turbine | DEF | DEF | 77.12% | 81.09% | 67.32% | 83.62% | 74.61% | 82.66% | 84.17% | 82.92% | 83.15% | 82.97% | 83.54% | 84.82%
SUWANNEE_P 3 | Gas/Oil:Combustion Turbine | DEF | DEF | 82.5% | 91.4% | 87.71% | 90.76% | 92.07% | 91.09% | 90.52% | 91.06% | 86.15% | 86.89% | 90.6% | 92.5%
Tigerbay 1 | Gas/Oil:Combined Cycle | DEF | DEF | 84.88% | 88.48% | 74.75% | 88.34% | 83.37% | 88.91% | 73.88% | 88.42% | 82.94% | 87.77% | 80.27% | 88.49% | 89.29%
U OF FL 1 | Gas/Oil:Combustion Turbine | DEF | DEF | 2023: 86.81%; 2024: 86.79%; 2025: 87.08%; 2026: 86.82%; 2027: 87.56%
Voltage Red | Demand:Demand Response | DEF | DEF | 100% | 100% | 100% | 100% | 100% | 100% | 100% | 100% | 100% | 100% | 100% | 100% | 100% | 100% | 100% | 100% | 100% | 100% | 100%
WaterHtr_PP | Demand:Demand Response | DEF | DEF | 100% | 100% | 100% | 100% | 100% | 100% | 100% | 100% | 100% | 100% | 100% | 100% | 100% | 100% | 100% | 100% | 100% | 100% | 100%
Group Totals
Resource | Type | BA | Area | 2023 | 2024 | 2025 | 2026 | 2027 | 2028 | 2029 | 2030 | 2031 | 2032 | 2033 | 2034 | 2035 | 2036 | 2037 | 2038 | 2039 | 2040 | 2041
Total | Coal:Conventional | DEF | DEF | 80.73% | 80.46% | 85.6% | 85.7% | 85.63% | 85.4% | 85.47% | 85.71% | 80.3% | 80.55% | 85.57% | 89.05%
Total | Demand:Demand Response | DEF | DEF | 100% | 100% | 100% | 100% | 100% | 100% | 100% | 100% | 100% | 100% | 100% | 100% | 100% | 100% | 100% | 100% | 100% | 100% | 100%
Total | Gas/Oil:Combined Cycle | DEF | DEF | 81.39% | 84.77% | 85.35% | 86.31% | 87.02% | 84% | 86.18% | 87.14% | 85.44% | 87.96% | 86.75% | 87.3% | 87.22% | 87.35% | 84.28% | 87.46% | 86.92% | 84.29% | 85.84%
Total | Gas/Oil:Combustion Turbine | DEF | DEF | 89.47% | 89.82% | 90.09% | 89.8% | 89.51% | 90.62% | 90.13% | 90.16% | 89.6% | 89.12% | 90.78% | 92.72% | 92.61% | 93.78% | 93.54% | 94.53% | 94.77% | 94.75% | 94.72%
Total | Gas/Oil:Steam Turbine | DEF | DEF | 86.1% | 86.36% | 68.5% | 83.98% | 87.86% | 87.94% | 87.75% | 85.52% | 85.2% | 87.86% | 87.93% | 87.97% | 87.79% | 85.4% | 85.01% | 88.1% | 87.77% | 88.03% | 87.77%
Total | Nuclear:Nuclear | DEF | DEF | 2038: 97.43%; 2039: 95.03%; 2040: 95.33%; 2041: 94.97%
Total | Renewable:Biomass | DEF | DEF | 65.6% | 66.28% | 66.03% | 40% | 40% | 39.97% | 40% | 40% | 40% | 40.11% | 40% | 40% | 40% | 40.16% | 40% | 40% | 40% | 39.89% | 40%
Total | Renewable:Solar PV | DEF | DEF | 27.33% | 27.64% | 27.37% | 27.34% | 27.34% | 27.28% | 27.29% | 27.52% | 27.74% | 27.87% | 27.76% | 27.7% | 27.77% | 27.72% | 27.72% | 27.69% | 27.67% | 27.63% | 27.63%
Total | Storage:Battery | DEF | DEF | [7 empty] | 97.66% | 97.58% | 97.6% | 97.57% | 97.59% | 97.58% | 97.58% | 97.58% | 97.59% | 97.58% | 97.58% | 97.58%
Battery Case
Resource | Type | BA | Area | 2023 | 2024 | 2025 | 2026 | 2027 | 2028 | 2029 | 2030 | 2031 | 2032 | 2033 | 2034 | 2035 | 2036 | 2037 | 2038 | 2039 | 2040 | 2041
AC | Demand:Demand Response | DEF | DEF | 100% | 100% | 100% | 100% | 100% | 100% | 100% | 100% | 100% | 100% | 100% | 100% | 100% | 100% | 100% | 100% | 100% | 100% | 100%
Anclote 1 | Gas/Oil:Steam Turbine | DEF | DEF | 83.76% | 92.62% | 70.02% | 92.87% | 87.31% | 92.62% | 87.04% | 92.92% | 81.97% | 92.67% | 87.04% | 92.61% | 87.06% | 92.63% | 81.6% | 92.83% | 87.08% | 92.94% | 87.04%
Anclote 2 | Gas/Oil:Steam Turbine | DEF | DEF | 88.46% | 80.04% | 66.97% | 75.01% | 88.42% | 83.22% | 88.46% | 78.06% | 88.46% | 83.01% | 88.83% | 83.29% | 88.52% | 78.1% | 88.46% | 83.32% | 88.46% | 83.08% | 88.52%
As Avail | Gas/Oil:Combined Cycle | DEF | DEF | 20% | 19.95% | 20% | 20% | 20% | 20.22% | 20% | 20% | 20% | 19.95% | 20% | 20% | 20% | 19.95% | 20% | 20% | 20% | 19.95% | 20%
As Avail PCS | Renewable:Biomass | DEF | DEF | 40% | 39.89% | 40% | 40% | 40% | 40.16% | 40% | 40% | 40% | 40.16% | 40% | 40% | 40% | 40.16% | 40% | 40% | 40% | 39.89% | 40%
Bartow CC 1 0 | Gas/Oil:Combined Cycle | DEF | DEF | 85.48% | 81.73% | 89.79% | 89.05% | 84.28% | 85.72% | 91.74% | 91.88% | 91.98% | 91.53% | 87.34% | 91.67% | 91.74% | 91.94% | 82.27% | 91.91% | 91.67% | 91.61% | 87.31%
Bartow CC 1 PAG | Gas/Oil:Combined Cycle | DEF | DEF | 86.27% | 81.72% | 90.3% | 89.44% | 85.65% | 86.63% | 91.8% | 91.73% | 91.68% | 91.94% | 87.83% | 91.83% | 91.8% | 91.74% | 82.96% | 91.72% | 91.83% | 91.49% | 87.85%
BARTOW_P 1 | Gas/Oil:Combustion Turbine | DEF | DEF | 2023: 84.8%; 2024: 88.9%; 2025: 80.7%; 2026: 89.24%; 2027: 88.31%
BARTOW_P 2 | Gas/Oil:Combustion Turbine | DEF | DEF | 89.67% | 87.65% | 95.67% | 96.41% | 95.67% | 95.68% | 96.34% | 96.65% | 96.65% | 95.86% | 95.67% | 95.83%
BARTOW_P 3 | Gas/Oil:Combustion Turbine | DEF | DEF | 2023: 88.11%; 2024: 88.86%; 2025: 93.06%; 2026: 92.51%; 2027: 93.9%
BARTOW_P 4 | Gas/Oil:Combustion Turbine | DEF | DEF | 82.24% | 81.05% | 87.52% | 87.04% | 87.91% | 87.08% | 88.01% | 87.25% | 88.49% | 87.56% | 87.04% | 87.9%
Battery 2 Hours | Storage:Battery | DEF | DEF |  |  |  |  | 97.53% | 97.68% | 97.53% | 97.53% | 97.67% | 97.68% | 97.53% | 97.53% | 97.53% | 97.68% | 97.67% | 97.53% | 97.53% | 97.54% | 97.53%
Battery 4 Hours | Storage:Battery | DEF | DEF | 2032: 97.51%; 2033: 97.58%; 2034: 97.58%; 2035: 97.58%; 2036: 97.58%; 2037: 97.58%; 2038: 97.58%; 2039: 97.58%; 2040: 97.58%; 2041: 97.58%
BAYBORO_P 1 | Gas/Oil:Combustion Turbine | DEF | DEF | 2023: 94.5%; 2024: 94.59%; 2025: 94.18%
BAYBORO_P 2 | Gas/Oil:Combustion Turbine | DEF | DEF | 2023: 94.52%; 2024: 94.54%; 2025: 94.62%
BAYBORO_P 3 | Gas/Oil:Combustion Turbine | DEF | DEF | 2023: 93.57%; 2024: 93.35%; 2025: 93.82%
BAYBORO_P 4 | Gas/Oil:Combustion Turbine | DEF | DEF | 2023: 93.06%; 2024: 93.58%; 2025: 92.45%
Citrus CC 1 | Gas/Oil:Combined Cycle | DEF | DEF | 88.39% | 89.4% | 82.68% | 88.99% | 88.56% | 78.8% | 86.41% | 86.54% | 80.5% | 86.83% | 86.41% | 86.54% | 86.11% | 86.45% | 80.58% | 86.71% | 86.24% | 77.99% | 86.49%
Citrus CC 1 Duct | Gas/Oil:Combined Cycle | DEF | DEF | 89.13% | 89.29% | 83.9% | 89.63% | 90.04% | 80.2% | 88.36% | 87.69% | 83.29% | 88.01% | 87.81% | 87.69% | 88.1% | 87.84% | 83.21% | 88.07% | 87.98% | 80.44% | 88.27%
Citrus CC 2 | Gas/Oil:Combined Cycle | DEF | DEF | 86.33% | 88.05% | 87.78% | 82.96% | 88.83% | 77.31% | 85.73% | 86.24% | 80.4% | 85.95% | 85.73% | 85.96% | 86.05% | 85.77% | 80.4% | 85.91% | 85.66% | 77.63% | 85.91%
Citrus CC 2 Duct | Gas/Oil:Combined Cycle | DEF | DEF | 88.02% | 89.63% | 89.88% | 82.51% | 88.7% | 80.87% | 88.15% | 87.56% | 83.08% | 87.96% | 88.15% | 87.88% | 87.77% | 88.18% | 83.08% | 87.93% | 87.63% | 80.5% | 87.93%
Crystal 4 | Coal:Conventional | DEF | DEF | 89.34% | 71.98% | 89.09% | 82.38% | 89.07% | 81.9% | 89.04% | 82.15% | 89.02% | 71.79% | 89.02% | 89.38%
Crystal 5 | Coal:Conventional | DEF | DEF | 72.04% | 89.02% | 82.09% | 89.05% | 82.16% | 88.94% | 81.87% | 89.29% | 71.5% | 89.39% | 82.09% | 88.73%
DEBARY 10 | Gas/Oil:Combustion Turbine | DEF | DEF | 84.15% | 83.52% | 84.29% | 84.43% | 84.67% | 84.45% | 84.67% | 72.42% | 84.26% | 84.17% | 83.58% | 83.9% | 83.6% | 83.6%
DEBARY 2 | Gas/Oil:Combustion Turbine | DEF | DEF | 2023: 89.71%; 2024: 88.98%; 2025: 89.53%; 2026: 89.01%; 2027: 88.93%
DEBARY 3 | Gas/Oil:Combustion Turbine | DEF | DEF | 2023: 89.01%; 2024: 82.71%; 2025: 88.27%; 2026: 88.41%; 2027: 88.66%
DEBARY 4 | Gas/Oil:Combustion Turbine | DEF | DEF | 2023: 88.24%; 2024: 88.27%; 2025: 87.69%; 2026: 87.87%; 2027: 88.89%
DEBARY 5 | Gas/Oil:Combustion Turbine | DEF | DEF | 2023: 79.67%; 2024: 84%; 2025: 85.02%; 2026: 83.98%; 2027: 84.34%
DEBARY 6 | Gas/Oil:Combustion Turbine | DEF | DEF | 2023: 86.5%; 2024: 91.63%; 2025: 91.85%; 2026: 92.49%; 2027: 91.68%
DEBARY 7 | Gas/Oil:Combustion Turbine | DEF | DEF | 92.79% | 70.6% | 93.54% | 93.73% | 85.09% | 93.25% | 93.29% | 93.54% | 85.36% | 92.39% | 93.73% | 93.73% | 93.73% | 93.56%
DEBARY 8 | Gas/Oil:Combustion Turbine | DEF | DEF | 86.17% | 71.94% | 86.29% | 85.74% | 79.16% | 86.58% | 85.74% | 79.83% | 86.29% | 86.08% | 86.6% | 86.91% | 87.16% | 86.56%
DEBARY 9 | Gas/Oil:Combustion Turbine | DEF | DEF | 84.66% | 84.94% | 83.36% | 84.6% | 83.79% | 84.99% | 79.46% | 83.9% | 84.54% | 84.94% | 84.95% | 85.59% | 84.66% | 84.25%
DEF Nuclear GE X300 PTC | Nuclear:Nuclear | DEF | DEF | 2038: 97.48%; 2039: 94.93%; 2040: 95.33%; 2041: 95.02%
Gen 190MW CT | Gas/Oil:Combustion Turbine | DEF | DEF | 2034: 97.05%; 2035: 94.68%; 2036: 94.72%; 2037: 94.75%; 2038: 94.74%; 2039: 94.72%; 2040: 94.72%; 2041: 94.74%
Gen 190MW CT Ave | Gas/Oil:Combustion Turbine | DEF | DEF | 2039: 95.75%; 2040: 94.61%; 2041: 94.64%
HEAT | Demand:Demand Response | DEF | DEF | 100% | 100% | 100% | 100% | 100% | 100% | 100% | 100% | 100% | 100% | 100% | 100% | 100% | 100% | 100% | 100% | 100% | 100% | 100%
Hines CC 1 | Gas/Oil:Combined Cycle | DEF | DEF | 76.01% | 77.72% | 90.41% | 76.04% | 90.62% | 79.74% | 90.41% | 84.64% | 90.38% | 84.87% | 90.74% | 76.96% | 90.65% | 84.75% | 90.41% | 78.61% | 91.67%
Hines CC 2 | Gas/Oil:Combined Cycle | DEF | DEF | 85.08% | 94.04% | 84.97% | 94.01% | 89.83% | 93.61% | 79.7% | 93.72% | 87.89% | 93.88% | 87.75% | 93.87% | 87.46% | 93.88% | 88.4% | 93.61% | 79.8% | 94.03% | 87.93%
Hines CC 3 | Gas/Oil:Combined Cycle | DEF | DEF | 85.34% | 87.1% | 94.96% | 85.45% | 94.84% | 88.85% | 94.94% | 80.55% | 94.65% | 88.77% | 94.84% | 88.77% | 94.84% | 86.82% | 94.94% | 88.77% | 94.94% | 82.31% | 94.84%
Hines CC 4 | Gas/Oil:Combined Cycle | DEF | DEF | 70.39% | 80.57% | 67.8% | 80.55% | 75.69% | 80.6% | 75.8% | 80.76% | 69.44% | 80.81% | 75.89% | 80.82% | 72.52% | 80.81% | 75.56% | 80.61% | 75.62% | 80.03% | 72.04%
INT CITY 1 | Gas/Oil:Combustion Turbine | DEF | DEF | 93.05% | 98.14% | 98.14% | 97.56% | 97.32% | 97.17% | 97.32% | 98.14% | 97.47% | 98.14% | 97.66% | 98.45%
INT CITY 10 | Gas/Oil:Combustion Turbine | DEF | DEF | 90.25% | 95.29% | 95.57% | 87.79% | 95.4% | 95% | 95.28% | 95.28% | 94.99% | 81.4% | 95.07% | 95.11% | 95.28% | 95.29% | 86.27% | 95.23%
INT CITY 11 | Gas/Oil:Combustion Turbine | DEF | DEF | 93.2% | 93.11% | 93.2% | 92.94% | 92.94% | 93.64% | 93.2% | 93.17% | 93.09% | 92.96% | 93.09% | 92.94% | 93.2% | 93.22% | 93.09% | 93.36% | 93.05% | 93.19% | 92.94%
INT CITY 12 | Gas/Oil:Combustion Turbine | DEF | DEF | 95.54% | 95.93% | 96.29% | 79.83% | 95.56% | 95.49% | 96.24% | 95.86% | 95.29% | 81.75% | 95.86% | 95.48% | 87.42% | 95.87% | 95.91% | 95.86% | 95.18% | 95.93% | 95.56%
INT CITY 13 | Gas/Oil:Combustion Turbine | DEF | DEF | 94.94% | 95.62% | 76.56% | 94.52% | 94.94% | 94.54% | 95.61% | 95.18% | 85.87% | 95.08% | 94.94% | 83.37% | 95.37% | 95.2% | 85.63% | 95.24% | 94.94% | 95.2% | 94.52%
INT CITY 14 | Gas/Oil:Combustion Turbine | DEF | DEF | 88.7% | 97.06% | 97.24% | 81.67% | 96.77% | 97.31% | 97.07% | 96.77% | 87.38% | 97.02% | 97.07% | 96.65% | 84.69% | 97.06% | 97.05% | 96.65% | 96.67% | 96.91% | 97.3%
INT CITY 2 | Gas/Oil:Combustion Turbine | DEF | DEF | 83.21% | 85.43% | 84.95% | 86.4% | 85.39% | 86.44% | 83.65% | 84.3% | 84.66% | 85.79% | 85.6% | 86.48%
INT CITY 3 | Gas/Oil:Combustion Turbine | DEF | DEF | 89.34% | 97.82% | 95.99% | 98.27% | 98.35% | 98.35% | 93.43% | 97.81% | 96.56% | 98.35% | 98.35% | 97.91%
INT CITY 4 | Gas/Oil:Combustion Turbine | DEF | DEF | 84.64% | 84.36% | 85.44% | 84.64% | 84.4% | 85.66% | 83.34% | 85.6% | 84.96% | 85.25% | 85.2% | 85.18%
INT CITY 5 | Gas/Oil:Combustion Turbine | DEF | DEF | 97.86% | 97.21% | 97.63% | 92.53% | 97.72% | 97.41% | 97.86% | 92.35% | 97.11% | 97.21% | 97.35% | 97.22%
INT CITY 6 | Gas/Oil:Combustion Turbine | DEF | DEF | 98.15% | 98.16% | 98.15% | 98.55% | 98.55% | 98.16% | 98.55% | 98.55% | 98.55% | 98.16% | 98.15% | 97.92%
INT CITY 7 | Gas/Oil:Combustion Turbine | DEF | DEF | 89.05% | 88.52% | 81.87% | 88.49% | 88.49% | 88.54% | 77.15% | 88.78% | 88.88% | 89.07% | 88.7% | 80.36% | 89.02% | 88.52% | 88.41% | 88.42%
INT CITY 8 | Gas/Oil:Combustion Turbine | DEF | DEF | 79.17% | 90.31% | 93.09% | 92.95% | 93.24% | 81.2% | 93.35% | 93.6% | 93.79% | 93.51% | 85.34% | 93.24% | 93.86% | 93.37% | 93.49% | 93.2%
INT CITY 9 | Gas/Oil:Combustion Turbine | DEF | DEF | 68.82% | 88.99% | 88.49% | 88.82% | 76.72% | 88.78% | 88.74% | 89% | 88.52% | 80.9% | 88.52% | 88.78% | 89.04% | 89.07% | 88.82% | 89.04%
INTER | Demand:Demand Response | DEF | DEF | 100% | 100% | 100% | 100% | 100% | 100% | 100% | 100% | 100% | 100% | 100% | 100% | 100% | 100% | 100% | 100% | 100% | 100% | 100%
Mulberry | Gas/Oil:Combined Cycle | DEF | DEF | 2023: 51.88%; 2024: 49.64%
NSG Vand CT 1 | Gas/Oil:Combustion Turbine | DEF | DEF | 2023: 90.7%; 2024: 90.89%; 2025: 92.05%; 2026: 91.69%; 2027: 90.11%
NSG Vand CT 2 | Gas/Oil:Combustion Turbine | DEF | DEF | 2023: 92.18%; 2024: 96.17%; 2025: 93.63%; 2026: 91.67%; 2027: 82.67%
NSG Vand CT 3 | Gas/Oil:Combustion Turbine | DEF | DEF | 2023: 91.05%; 2024: 91.68%; 2025: 96.08%; 2026: 89.27%; 2027: 96.07%
NSG Vand CT 4 | Gas/Oil:Combustion Turbine | DEF | DEF | 2023: 94.84%; 2024: 95.9%; 2025: 88.75%; 2026: 96.2%; 2027: 96.11%
Orange Cogen | Gas/Oil:Combined Cycle | DEF | DEF | 2023: 54.98%; 2024: 54.99%; 2025: 54.98%
Orlando Cogen | Gas/Oil:Combined Cycle | DEF | DEF | 2023: 90.39%
Osprey 1 0 | Gas/Oil:Combined Cycle | DEF | DEF | 2023: 74.25%; 2024: 86.89%
Osprey 1 1 | Gas/Oil:Combined Cycle | DEF | DEF | 2023: 63.72%; 2024: 84.03%
Osprey 1 2 | Gas/Oil:Combined Cycle | DEF | DEF | 2023: 57.96%; 2024: 85.04%
OspreyAcq | Gas/Oil:Combined Cycle | DEF | DEF |  | 93.44% | 87.94% | 87.32% | 85.58% | 87.4% | 83.32% | 86.77% | 85.94% | 87.4% | 87.68% | 87.11% | 83.81% | 83.53% | 87.36% | 87.68% | 87.61% | 83.57% | 83.48%
OspreyAcqDF | Gas/Oil:Combined Cycle | DEF | DEF |  | 93.44% | 88.56% | 88.71% | 85.97% | 88.69% | 85.08% | 87.56% | 87.97% | 88.69% | 87.66% | 88.36% | 84.48% | 84.92% | 88.06% | 87.66% | 88.36% | 84.87% | 84.88%
Pasco County | Renewable:Biomass | DEF | DEF | 83.84% | 83.88% | 83.29% | 40% | 40% | 39.89% | 40% | 40% | 40% | 39.89% | 40% | 40% | 40% | 40.16% | 40% | 40% | 40% | 39.89% | 40%
Pinellas County | Renewable:Biomass | DEF | DEF | 73.7% | 75.14% | 74.79% | 40% | 40% | 39.89% | 40% | 40% | 40% | 40.16% | 40% | 40% | 40% | 40.16% | 40% | 40% | 40% | 39.89% | 40%
Shady Hills 1 | Gas/Oil:Combustion Turbine | DEF | DEF | 2023: 93.6%; 2024: 92.63%
Shady Hills 2 | Gas/Oil:Combustion Turbine | DEF | DEF | 2023: 93.87%; 2024: 92.63%
Shady Hills 3 | Gas/Oil:Combustion Turbine | DEF | DEF | 2023: 93.77%; 2024: 72.7%
Solar 3rdParty Block 1 | Renewable:Solar PV | DEF | DEF |  | 22.72% | 23.56% | 23.2% | 23.56% | 23.35% | 23.56% | 23.41% | 23.56% | 23.56% | 23.56% | 23.56% | 23.56% | 23.56% | 23.56% | 23.56% | 23.56% | 23.56% | 23.56%
Solar 3rdParty Block 2 | Renewable:Solar PV | DEF | DEF | 2032: 22.72%; 2033: 23.56%; 2034: 23.25%; 2035: 23.56%; 2036: 23.37%; 2037: 23.56%; 2038: 23.42%; 2039: 23.56%; 2040: 23.56%; 2041: 23.56%
Solar 3rdParty Block 3 | Renewable:Solar PV | DEF | DEF | 2040: 22.72%; 2041: 23.56%
Solar DEF Bay Ranch | Renewable:Solar PV | DEF | DEF | 28.85% | 28.65% | 28.66% | 28.66% | 28.66% | 28.65% | 28.66% | 28.66% | 28.66% | 28.65% | 28.66% | 28.66% | 28.66% | 28.65% | 28.66% | 28.66% | 28.66% | 28.65% | 28.66%
Solar DEF Bay Trail | Renewable:Solar PV | DEF | DEF | 28.67% | 28.66% | 28.67% | 28.67% | 28.67% | 28.66% | 28.67% | 28.67% | 28.67% | 28.66% | 28.67% | 28.67% | 28.67% | 28.66% | 28.67% | 28.67% | 28.67% | 28.66% | 28.67%
Solar DEF Charlie Creek | Renewable:Solar PV | DEF | DEF | 27.24% | 27.23% | 27.24% | 27.24% | 27.24% | 27.23% | 27.24% | 27.24% | 27.24% | 27.23% | 27.24% | 27.24% | 27.24% | 27.23% | 27.24% | 27.24% | 27.24% | 27.23% | 27.24%
Solar DEF Columbia | Renewable:Solar PV | DEF | DEF | 27.23% | 27.22% | 27.23% | 27.23% | 27.23% | 27.22% | 27.23% | 27.23% | 27.23% | 27.22% | 27.23% | 27.23% | 27.23% | 27.22% | 27.23% | 27.23% | 27.23% | 27.22% | 27.23%
Solar DEF County Line | Renewable:Solar PV | DEF | DEF |  |  | 29.3% | 28.66% | 28.66% | 28.65% | 28.66% | 28.66% | 28.66% | 28.65% | 28.66% | 28.66% | 28.66% | 28.65% | 28.66% | 28.66% | 28.66% | 28.65% | 28.66%
Solar DEF Debary | Renewable:Solar PV | DEF | DEF | 23.56% | 23.55% | 23.56% | 23.56% | 23.56% | 23.55% | 23.56% | 23.56% | 23.56% | 23.55% | 23.56% | 23.56% | 23.56% | 23.55% | 23.56% | 23.56% | 23.56% | 23.55% | 23.56%
Solar DEF Duette | Renewable:Solar PV | DEF | DEF | 27.24% | 27.23% | 27.24% | 27.24% | 27.24% | 27.23% | 27.24% | 27.24% | 27.24% | 27.23% | 27.24% | 27.24% | 27.24% | 27.23% | 27.24% | 27.24% | 27.24% | 27.23% | 27.24%
Solar DEF Falmouth | Renewable:Solar PV | DEF | DEF |  | 29.68% | 28.66% | 28.66% | 28.66% | 28.65% | 28.66% | 28.66% | 28.66% | 28.65% | 28.66% | 28.66% | 28.66% | 28.65% | 28.66% | 28.66% | 28.66% | 28.65% | 28.66%
Solar DEF Fort Green | Renewable:Solar PV | DEF | DEF | 28.67% | 28.66% | 28.67% | 28.67% | 28.67% | 28.66% | 28.67% | 28.67% | 28.67% | 28.66% | 28.67% | 28.67% | 28.67% | 28.66% | 28.67% | 28.67% | 28.67% | 28.66% | 28.67%
Solar DEF Hamilton | Renewable:Solar PV | DEF | DEF | 27.24% | 27.23% | 27.24% | 27.24% | 27.24% | 27.23% | 27.24% | 27.24% | 27.24% | 27.23% | 27.24% | 27.24% | 27.24% | 27.23% | 27.24% | 27.24% | 27.24% | 27.23% | 27.24%
Solar DEF Hardeetown | Renewable:Solar PV | DEF | DEF | 28.85% | 28.65% | 28.66% | 28.66% | 28.66% | 28.65% | 28.66% | 28.66% | 28.66% | 28.65% | 28.66% | 28.66% | 28.66% | 28.65% | 28.66% | 28.66% | 28.66% | 28.65% | 28.66%
Solar DEF High Spring | Renewable:Solar PV | DEF | DEF | 26.95% | 28.66% | 28.67% | 28.67% | 28.67% | 28.66% | 28.67% | 28.67% | 28.67% | 28.66% | 28.67% | 28.67% | 28.67% | 28.66% | 28.67% | 28.67% | 28.67% | 28.66% | 28.67%
Solar DEF Hildreth | Renewable:Solar PV | DEF | DEF | 28.85% | 28.65% | 28.66% | 28.66% | 28.66% | 28.65% | 28.66% | 28.66% | 28.66% | 28.65% | 28.66% | 28.66% | 28.66% | 28.65% | 28.66% | 28.66% | 28.66% | 28.65% | 28.66%
Solar DEF Lake Placid | Renewable:Solar PV | DEF | DEF | 27.05% | 27.03% | 27.06% | 27.05% | 27.05% | 27.03% | 27.04% | 27.04% | 27.05% | 27.03% | 27.04% | 27.04% | 27.04% | 27.03% | 27.04% | 27.04% | 27.04% | 27.03% | 27.03%
Solar DEF Mule Creek | Renewable:Solar PV | DEF | DEF |  | 29.29% | 28.66% | 28.66% | 28.66% | 28.65% | 28.66% | 28.66% | 28.66% | 28.65% | 28.66% | 28.66% | 28.66% | 28.65% | 28.66% | 28.66% | 28.66% | 28.65% | 28.66%
Solar DEF NEW 1 | Renewable:Solar PV | DEF | DEF | 2035: 27.56%; 2036: 27.55%; 2037: 27.56%; 2038: 27.56%; 2039: 27.56%; 2040: 27.55%; 2041: 27.56%
Solar DEF NEW 1 PTC | Renewable:Solar PV | DEF | DEF | 2025: 27.56%; 2026: 27.56%; 2027: 27.56%; 2028: 27.55%; 2029: 27.56%; 2030: 27.56%; 2031: 27.56%; 2032: 27.55%; 2033: 27.56%; 2034: 27.56%
Solar DEF NEW 2 | Renewable:Solar PV | DEF | DEF | 2035: 24.54%; 2036: 27.55%; 2037: 27.56%; 2038: 27.56%; 2039: 27.56%; 2040: 27.55%; 2041: 27.56%
Solar DEF NEW 2 PTC | Renewable:Solar PV | DEF | DEF | 2025: 24.54%; 2026: 27.56%; 2027: 27.56%; 2028: 27.55%; 2029: 27.56%; 2030: 27.56%; 2031: 27.56%; 2032: 27.55%; 2033: 27.56%; 2034: 27.56%; 2035: 29.73%
Solar DEF NEW 3 | Renewable:Solar PV | DEF | DEF | 2037: 18.32%; 2038: 26.84%; 2039: 27.27%; 2040: 27.27%; 2041: 27.3%
Solar DEF NEW 3 PTC | Renewable:Solar PV | DEF | DEF |  |  |  |  | 18.32% | 26.83% | 27.27% | 27.28% | 27.3% | 27.32% | 27.56% | 27.56% | 27.56% | 27.55% | 27.68% | 27.7% | 27.69% | 27.76% | 27.93%
Solar DEF NEW 4 | Renewable:Solar PV | DEF | DEF | 2036: 18.32%; 2037: 27.56%; 2038: 27.56%; 2039: 27.56%; 2040: 27.55%; 2041: 27.56%
Solar DEF NEW 4 PTC | Renewable:Solar PV | DEF | DEF | 2026: 18.32%; 2027: 27.56%; 2028: 27.55%; 2029: 27.56%; 2030: 27.56%; 2031: 27.56%; 2032: 27.55%; 2033: 27.56%; 2034: 27.56%; 2035: 27.56%; 2036: 28.4%
Solar DEF NEW 6 PTC | Renewable:Solar PV | DEF | DEF | 2033: 18.32%; 2034: 26.89%; 2035: 27.56%; 2036: 27.55%; 2037: 27.56%; 2038: 27.56%; 2039: 27.56%; 2040: 27.55%; 2041: 27.56%
Solar DEF Osc Perry Suw | Renewable:Solar PV | DEF | DEF | 23.56% | 23.56% | 23.56% | 23.56% | 23.56% | 23.56% | 23.56% | 23.56% | 23.56% | 23.56% | 23.56% | 23.56% | 23.56% | 23.56% | 23.56% | 23.56% | 23.56% | 23.56% | 23.56%
Solar DEF Sandy Creek | Renewable:Solar PV | DEF | DEF | 27.24% | 27.23% | 27.24% | 27.24% | 27.24% | 27.23% | 27.24% | 27.24% | 27.24% | 27.23% | 27.24% | 27.24% | 27.24% | 27.23% | 27.24% | 27.24% | 27.24% | 27.23% | 27.24%
Solar DEF Santa Fe | Renewable:Solar PV | DEF | DEF | 27.23% | 27.22% | 27.23% | 27.23% | 27.23% | 27.22% | 27.23% | 27.23% | 27.23% | 27.22% | 27.23% | 27.23% | 27.23% | 27.22% | 27.23% | 27.23% | 27.23% | 27.22% | 27.23%
Solar DEF St Pete Pier | Renewable:Solar PV | DEF | DEF | 23.56% | 23.55% | 23.56% | 23.56% | 23.56% | 23.55% | 23.56% | 23.56% | 23.56% | 23.55% | 23.56% | 23.56% | 23.56% | 23.55% | 23.56% | 23.56% | 23.56% | 23.55% | 23.56%
Solar DEF Trenton | Renewable:Solar PV | DEF | DEF | 27.24% | 27.23% | 27.24% | 27.24% | 27.24% | 27.23% | 27.24% | 27.24% | 27.24% | 27.23% | 27.24% | 27.24% | 27.24% | 27.23% | 27.24% | 27.24% | 27.24% | 27.23% | 27.24%
Solar DEF Twin Rivers | Renewable:Solar PV | DEF | DEF | 27.23% | 27.22% | 27.23% | 27.23% | 27.23% | 27.22% | 27.23% | 27.23% | 27.23% | 27.22% | 27.23% | 27.23% | 27.23% | 27.22% | 27.23% | 27.23% | 27.23% | 27.22% | 27.23%
Solar DEF Winquepin | Renewable:Solar PV | DEF | DEF |  | 29.29% | 28.66% | 28.66% | 28.66% | 28.65% | 28.66% | 28.66% | 28.66% | 28.65% | 28.66% | 28.66% | 28.66% | 28.65% | 28.66% | 28.66% | 28.66% | 28.65% | 28.66%
Solar+Storage DEF NEW 1 | Renewable:Solar PV | DEF | DEF | 2039: 22.58%; 2040: 33.08%; 2041: 33.53%
Solar+Storage DEF NEW 1 PTC + ITC | Renewable:Solar PV | DEF | DEF | [6 empty] | 22.59% | 33.09% | 33.53% | 33.97% | 33.99% | 33.99% | 33.99% | 33.97% | 33.99% | 33.99% | 34.31% | 34.46% | 35.04%
Standby | Demand:Demand Response | DEF | DEF | 100% | 100% | 100% | 100% | 100% | 100% | 100% | 100% | 100% | 100% | 100% | 100% | 100% | 100% | 100% | 100% | 100% | 100% | 100%
SUWANNEE_P 1 | Gas/Oil:Combustion Turbine | DEF | DEF | 74.14% | 82.61% | 80.4% | 80.17% | 75.96% | 81.23% | 80.12% | 82.64% | 81.83% | 76.78% | 81.48% | 83.24%
SUWANNEE_P 2 | Gas/Oil:Combustion Turbine | DEF | DEF | 77.12% | 81.09% | 67.32% | 83.62% | 74.61% | 82.66% | 84.17% | 83.07% | 83.62% | 82.97% | 83.54% | 84.82%
SUWANNEE_P 3 | Gas/Oil:Combustion Turbine | DEF | DEF | 82.5% | 91.4% | 87.71% | 90.76% | 92.07% | 91.09% | 90.52% | 91.29% | 85.69% | 86.89% | 90.6% | 92.5%
Tigerbay 1 | Gas/Oil:Combined Cycle | DEF | DEF | 84.88% | 88.48% | 74.75% | 88.34% | 83.37% | 88.91% | 73.88% | 88.42% | 82.94% | 87.77% | 80.27% | 88.49% | 89.29%
U OF FL 1 | Gas/Oil:Combustion Turbine | DEF | DEF | 2023: 86.81%; 2024: 86.79%; 2025: 87.08%; 2026: 86.82%; 2027: 87.56%
Voltage Red | Demand:Demand Response | DEF | DEF | 100% | 100% | 100% | 100% | 100% | 100% | 100% | 100% | 100% | 100% | 100% | 100% | 100% | 100% | 100% | 100% | 100% | 100% | 100%
WaterHtr_PP | Demand:Demand Response | DEF | DEF | 100% | 100% | 100% | 100% | 100% | 100% | 100% | 100% | 100% | 100% | 100% | 100% | 100% | 100% | 100% | 100% | 100% | 100% | 100%
Group Totals
Resource | Type | BA | Area | 2023 | 2024 | 2025 | 2026 | 2027 | 2028 | 2029 | 2030 | 2031 | 2032 | 2033 | 2034 | 2035 | 2036 | 2037 | 2038 | 2039 | 2040 | 2041
Total | Coal:Conventional | DEF | DEF | 80.73% | 80.46% | 85.6% | 85.7% | 85.63% | 85.4% | 85.47% | 85.71% | 80.3% | 80.55% | 85.57% | 89.05%
Total | Demand:Demand Response | DEF | DEF | 100% | 100% | 100% | 100% | 100% | 100% | 100% | 100% | 100% | 100% | 100% | 100% | 100% | 100% | 100% | 100% | 100% | 100% | 100%
Total | Gas/Oil:Combined Cycle | DEF | DEF | 81.39% | 84.77% | 85.35% | 86.31% | 87.02% | 84% | 86.18% | 87.14% | 85.42% | 87.96% | 86.75% | 87.3% | 87.22% | 87.35% | 84.28% | 87.46% | 86.92% | 84.29% | 85.84%
Total | Gas/Oil:Combustion Turbine | DEF | DEF | 89.47% | 89.82% | 90.09% | 89.8% | 89.51% | 90.62% | 90.13% | 90.19% | 89.64% | 89.12% | 90.78% | 92.72% | 92.61% | 93.78% | 93.54% | 94.53% | 94.77% | 94.75% | 94.72%
Total | Gas/Oil:Steam Turbine | DEF | DEF | 86.1% | 86.36% | 68.5% | 83.98% | 87.86% | 87.94% | 87.75% | 85.52% | 85.2% | 87.86% | 87.93% | 87.97% | 87.79% | 85.4% | 85.01% | 88.1% | 87.77% | 88.03% | 87.77%
Total | Nuclear:Nuclear | DEF | DEF | 2038: 97.48%; 2039: 94.93%; 2040: 95.33%; 2041: 95.02%
Total | Renewable:Biomass | DEF | DEF | 65.6% | 66.28% | 66.03% | 40% | 40% | 39.97% | 40% | 40% | 40% | 40.11% | 40% | 40% | 40% | 40.16% | 40% | 40% | 40% | 39.89% | 40%
Total | Renewable:Solar PV | DEF | DEF | 27.33% | 27.64% | 27.37% | 27.34% | 27.34% | 27.28% | 27.29% | 27.52% | 27.74% | 27.87% | 27.76% | 27.7% | 27.77% | 27.72% | 27.72% | 27.69% | 27.67% | 27.63% | 27.63%
Total | Storage:Battery | DEF | DEF |  |  |  |  | 97.53% | 97.68% | 97.53% | 97.53% | 97.67% | 97.6% | 97.57% | 97.58% | 97.58% | 97.59% | 97.59% | 97.58% | 97.58% | 97.58% | 97.58%

## Energy Required
Energy Required (GWh)
Base Case
Resource | Type | BA | Area | 2023 | 2024 | 2025 | 2026 | 2027 | 2028 | 2029 | 2030 | 2031 | 2032 | 2033 | 2034 | 2035 | 2036 | 2037 | 2038 | 2039 | 2040 | 2041
AC | Demand:Demand Response | DEF | DEF
Anclote 1 | Gas/Oil:Steam Turbine | DEF | DEF
Anclote 2 | Gas/Oil:Steam Turbine | DEF | DEF
As Avail | Gas/Oil:Combined Cycle | DEF | DEF
As Avail PCS | Renewable:Biomass | DEF | DEF
Bartow CC 1 0 | Gas/Oil:Combined Cycle | DEF | DEF
Bartow CC 1 PAG | Gas/Oil:Combined Cycle | DEF | DEF
BARTOW_P 1 | Gas/Oil:Combustion Turbine | DEF | DEF
BARTOW_P 2 | Gas/Oil:Combustion Turbine | DEF | DEF
BARTOW_P 3 | Gas/Oil:Combustion Turbine | DEF | DEF
BARTOW_P 4 | Gas/Oil:Combustion Turbine | DEF | DEF
Battery 4 Hours | Storage:Battery | DEF | DEF | [7 empty] | 55.16 | 136.02 | 324.79 | 881.21 | 1872.12 | 2849.96 | 3179.76 | 3182.25 | 3146.45 | 3563.07 | 3884.61 | 3856.27
BAYBORO_P 1 | Gas/Oil:Combustion Turbine | DEF | DEF
BAYBORO_P 2 | Gas/Oil:Combustion Turbine | DEF | DEF
BAYBORO_P 3 | Gas/Oil:Combustion Turbine | DEF | DEF
BAYBORO_P 4 | Gas/Oil:Combustion Turbine | DEF | DEF
Citrus CC 1 | Gas/Oil:Combined Cycle | DEF | DEF
Citrus CC 1 Duct | Gas/Oil:Combined Cycle | DEF | DEF
Citrus CC 2 | Gas/Oil:Combined Cycle | DEF | DEF
Citrus CC 2 Duct | Gas/Oil:Combined Cycle | DEF | DEF
Crystal 4 | Coal:Conventional | DEF | DEF
Crystal 5 | Coal:Conventional | DEF | DEF
DEBARY 10 | Gas/Oil:Combustion Turbine | DEF | DEF
DEBARY 2 | Gas/Oil:Combustion Turbine | DEF | DEF
DEBARY 3 | Gas/Oil:Combustion Turbine | DEF | DEF
DEBARY 4 | Gas/Oil:Combustion Turbine | DEF | DEF
DEBARY 5 | Gas/Oil:Combustion Turbine | DEF | DEF
DEBARY 6 | Gas/Oil:Combustion Turbine | DEF | DEF
DEBARY 7 | Gas/Oil:Combustion Turbine | DEF | DEF
DEBARY 8 | Gas/Oil:Combustion Turbine | DEF | DEF
DEBARY 9 | Gas/Oil:Combustion Turbine | DEF | DEF
DEF Nuclear GE X300 PTC | Nuclear:Nuclear | DEF | DEF
Gen 190MW CT | Gas/Oil:Combustion Turbine | DEF | DEF
Gen 190MW CT Ave | Gas/Oil:Combustion Turbine | DEF | DEF
HEAT | Demand:Demand Response | DEF | DEF
Hines CC 1 | Gas/Oil:Combined Cycle | DEF | DEF
Hines CC 2 | Gas/Oil:Combined Cycle | DEF | DEF
Hines CC 3 | Gas/Oil:Combined Cycle | DEF | DEF
Hines CC 4 | Gas/Oil:Combined Cycle | DEF | DEF
INT CITY 1 | Gas/Oil:Combustion Turbine | DEF | DEF
INT CITY 10 | Gas/Oil:Combustion Turbine | DEF | DEF
INT CITY 11 | Gas/Oil:Combustion Turbine | DEF | DEF
INT CITY 12 | Gas/Oil:Combustion Turbine | DEF | DEF
INT CITY 13 | Gas/Oil:Combustion Turbine | DEF | DEF
INT CITY 14 | Gas/Oil:Combustion Turbine | DEF | DEF
INT CITY 2 | Gas/Oil:Combustion Turbine | DEF | DEF
INT CITY 3 | Gas/Oil:Combustion Turbine | DEF | DEF
INT CITY 4 | Gas/Oil:Combustion Turbine | DEF | DEF
INT CITY 5 | Gas/Oil:Combustion Turbine | DEF | DEF
INT CITY 6 | Gas/Oil:Combustion Turbine | DEF | DEF
INT CITY 7 | Gas/Oil:Combustion Turbine | DEF | DEF
INT CITY 8 | Gas/Oil:Combustion Turbine | DEF | DEF
INT CITY 9 | Gas/Oil:Combustion Turbine | DEF | DEF
INTER | Demand:Demand Response | DEF | DEF
Mulberry | Gas/Oil:Combined Cycle | DEF | DEF
NSG Vand CT 1 | Gas/Oil:Combustion Turbine | DEF | DEF
NSG Vand CT 2 | Gas/Oil:Combustion Turbine | DEF | DEF
NSG Vand CT 3 | Gas/Oil:Combustion Turbine | DEF | DEF
NSG Vand CT 4 | Gas/Oil:Combustion Turbine | DEF | DEF
Orange Cogen | Gas/Oil:Combined Cycle | DEF | DEF
Orlando Cogen | Gas/Oil:Combined Cycle | DEF | DEF
Osprey 1 0 | Gas/Oil:Combined Cycle | DEF | DEF
Osprey 1 1 | Gas/Oil:Combined Cycle | DEF | DEF
Osprey 1 2 | Gas/Oil:Combined Cycle | DEF | DEF
OspreyAcq | Gas/Oil:Combined Cycle | DEF | DEF
OspreyAcqDF | Gas/Oil:Combined Cycle | DEF | DEF
Pasco County | Renewable:Biomass | DEF | DEF
Pinellas County | Renewable:Biomass | DEF | DEF
Shady Hills 1 | Gas/Oil:Combustion Turbine | DEF | DEF
Shady Hills 2 | Gas/Oil:Combustion Turbine | DEF | DEF
Shady Hills 3 | Gas/Oil:Combustion Turbine | DEF | DEF
Solar 3rdParty Block 1 | Renewable:Solar PV | DEF | DEF
Solar 3rdParty Block 2 | Renewable:Solar PV | DEF | DEF
Solar 3rdParty Block 3 | Renewable:Solar PV | DEF | DEF
Solar DEF Bay Ranch | Renewable:Solar PV | DEF | DEF
Solar DEF Bay Trail | Renewable:Solar PV | DEF | DEF
Solar DEF Charlie Creek | Renewable:Solar PV | DEF | DEF
Solar DEF Columbia | Renewable:Solar PV | DEF | DEF
Solar DEF County Line | Renewable:Solar PV | DEF | DEF
Solar DEF Debary | Renewable:Solar PV | DEF | DEF
Solar DEF Duette | Renewable:Solar PV | DEF | DEF
Solar DEF Falmouth | Renewable:Solar PV | DEF | DEF
Solar DEF Fort Green | Renewable:Solar PV | DEF | DEF
Solar DEF Hamilton | Renewable:Solar PV | DEF | DEF
Solar DEF Hardeetown | Renewable:Solar PV | DEF | DEF
Solar DEF High Spring | Renewable:Solar PV | DEF | DEF
Solar DEF Hildreth | Renewable:Solar PV | DEF | DEF
Solar DEF Lake Placid | Renewable:Solar PV | DEF | DEF
Solar DEF Mule Creek | Renewable:Solar PV | DEF | DEF
Solar DEF NEW 1 | Renewable:Solar PV | DEF | DEF
Solar DEF NEW 1 PTC | Renewable:Solar PV | DEF | DEF
Solar DEF NEW 2 | Renewable:Solar PV | DEF | DEF
Solar DEF NEW 2 PTC | Renewable:Solar PV | DEF | DEF
Solar DEF NEW 3 | Renewable:Solar PV | DEF | DEF
Solar DEF NEW 3 PTC | Renewable:Solar PV | DEF | DEF
Solar DEF NEW 4 | Renewable:Solar PV | DEF | DEF
Solar DEF NEW 4 PTC | Renewable:Solar PV | DEF | DEF
Solar DEF NEW 6 PTC | Renewable:Solar PV | DEF | DEF
Solar DEF Osc Perry Suw | Renewable:Solar PV | DEF | DEF
Solar DEF Sandy Creek | Renewable:Solar PV | DEF | DEF
Solar DEF Santa Fe | Renewable:Solar PV | DEF | DEF
Solar DEF St Pete Pier | Renewable:Solar PV | DEF | DEF
Solar DEF Trenton | Renewable:Solar PV | DEF | DEF
Solar DEF Twin Rivers | Renewable:Solar PV | DEF | DEF
Solar DEF Winquepin | Renewable:Solar PV | DEF | DEF
Solar+Storage DEF NEW 1 | Renewable:Solar PV | DEF | DEF
Solar+Storage DEF NEW 1 PTC + ITC | Renewable:Solar PV | DEF | DEF
Standby | Demand:Demand Response | DEF | DEF
SUWANNEE_P 1 | Gas/Oil:Combustion Turbine | DEF | DEF
SUWANNEE_P 2 | Gas/Oil:Combustion Turbine | DEF | DEF
SUWANNEE_P 3 | Gas/Oil:Combustion Turbine | DEF | DEF
Tigerbay 1 | Gas/Oil:Combined Cycle | DEF | DEF
U OF FL 1 | Gas/Oil:Combustion Turbine | DEF | DEF
Voltage Red | Demand:Demand Response | DEF | DEF
WaterHtr_PP | Demand:Demand Response | DEF | DEF
Total |  |  |  | 0 | 0 | 0 | 0 | 0 | 0 | 0 | 55.16 | 136.02 | 324.79 | 881.21 | 1872.12 | 2849.96 | 3179.76 | 3182.25 | 3146.45 | 3563.07 | 3884.61 | 3856.27
Group Totals
Resource | Type | BA | Area | 2023 | 2024 | 2025 | 2026 | 2027 | 2028 | 2029 | 2030 | 2031 | 2032 | 2033 | 2034 | 2035 | 2036 | 2037 | 2038 | 2039 | 2040 | 2041
Total | Coal:Conventional | DEF | DEF
Total | Demand:Demand Response | DEF | DEF
Total | Gas/Oil:Combined Cycle | DEF | DEF
Total | Gas/Oil:Combustion Turbine | DEF | DEF
Total | Gas/Oil:Steam Turbine | DEF | DEF
Total | Nuclear:Nuclear | DEF | DEF
Total | Renewable:Biomass | DEF | DEF
Total | Renewable:Solar PV | DEF | DEF
Total | Storage:Battery | DEF | DEF | [7 empty] | 55.16 | 136.02 | 324.79 | 881.21 | 1872.12 | 2849.96 | 3179.76 | 3182.25 | 3146.45 | 3563.07 | 3884.61 | 3856.27
Battery Case
Resource | Type | BA | Area | 2023 | 2024 | 2025 | 2026 | 2027 | 2028 | 2029 | 2030 | 2031 | 2032 | 2033 | 2034 | 2035 | 2036 | 2037 | 2038 | 2039 | 2040 | 2041
AC | Demand:Demand Response | DEF | DEF
Anclote 1 | Gas/Oil:Steam Turbine | DEF | DEF
Anclote 2 | Gas/Oil:Steam Turbine | DEF | DEF
As Avail | Gas/Oil:Combined Cycle | DEF | DEF
As Avail PCS | Renewable:Biomass | DEF | DEF
Bartow CC 1 0 | Gas/Oil:Combined Cycle | DEF | DEF
Bartow CC 1 PAG | Gas/Oil:Combined Cycle | DEF | DEF
BARTOW_P 1 | Gas/Oil:Combustion Turbine | DEF | DEF
BARTOW_P 2 | Gas/Oil:Combustion Turbine | DEF | DEF
BARTOW_P 3 | Gas/Oil:Combustion Turbine | DEF | DEF
BARTOW_P 4 | Gas/Oil:Combustion Turbine | DEF | DEF
Battery 2 Hours | Storage:Battery | DEF | DEF |  |  |  |  | 101.71 | 104.82 | 107.69 | 110.02 | 104.02 | 108.23 | 106.67 | 109.73 | 112.76 | 105.48 | 104.92 | 105.7 | 105.07 | 103.9 | 102.8
Battery 4 Hours | Storage:Battery | DEF | DEF | 2032: 151.39; 2033: 712.98; 2034: 1701.65; 2035: 2666.9; 2036: 2996.82; 2037: 3003.37; 2038: 2982.89; 2039: 3406.88; 2040: 3706.08; 2041: 3683.07
BAYBORO_P 1 | Gas/Oil:Combustion Turbine | DEF | DEF
BAYBORO_P 2 | Gas/Oil:Combustion Turbine | DEF | DEF
BAYBORO_P 3 | Gas/Oil:Combustion Turbine | DEF | DEF
BAYBORO_P 4 | Gas/Oil:Combustion Turbine | DEF | DEF
Citrus CC 1 | Gas/Oil:Combined Cycle | DEF | DEF
Citrus CC 1 Duct | Gas/Oil:Combined Cycle | DEF | DEF
Citrus CC 2 | Gas/Oil:Combined Cycle | DEF | DEF
Citrus CC 2 Duct | Gas/Oil:Combined Cycle | DEF | DEF
Crystal 4 | Coal:Conventional | DEF | DEF
Crystal 5 | Coal:Conventional | DEF | DEF
DEBARY 10 | Gas/Oil:Combustion Turbine | DEF | DEF
DEBARY 2 | Gas/Oil:Combustion Turbine | DEF | DEF
DEBARY 3 | Gas/Oil:Combustion Turbine | DEF | DEF
DEBARY 4 | Gas/Oil:Combustion Turbine | DEF | DEF
DEBARY 5 | Gas/Oil:Combustion Turbine | DEF | DEF
DEBARY 6 | Gas/Oil:Combustion Turbine | DEF | DEF
DEBARY 7 | Gas/Oil:Combustion Turbine | DEF | DEF
DEBARY 8 | Gas/Oil:Combustion Turbine | DEF | DEF
DEBARY 9 | Gas/Oil:Combustion Turbine | DEF | DEF
DEF Nuclear GE X300 PTC | Nuclear:Nuclear | DEF | DEF
Gen 190MW CT | Gas/Oil:Combustion Turbine | DEF | DEF
Gen 190MW CT Ave | Gas/Oil:Combustion Turbine | DEF | DEF
HEAT | Demand:Demand Response | DEF | DEF
Hines CC 1 | Gas/Oil:Combined Cycle | DEF | DEF
Hines CC 2 | Gas/Oil:Combined Cycle | DEF | DEF
Hines CC 3 | Gas/Oil:Combined Cycle | DEF | DEF
Hines CC 4 | Gas/Oil:Combined Cycle | DEF | DEF
INT CITY 1 | Gas/Oil:Combustion Turbine | DEF | DEF
INT CITY 10 | Gas/Oil:Combustion Turbine | DEF | DEF
INT CITY 11 | Gas/Oil:Combustion Turbine | DEF | DEF
INT CITY 12 | Gas/Oil:Combustion Turbine | DEF | DEF
INT CITY 13 | Gas/Oil:Combustion Turbine | DEF | DEF
INT CITY 14 | Gas/Oil:Combustion Turbine | DEF | DEF
INT CITY 2 | Gas/Oil:Combustion Turbine | DEF | DEF
INT CITY 3 | Gas/Oil:Combustion Turbine | DEF | DEF
INT CITY 4 | Gas/Oil:Combustion Turbine | DEF | DEF
INT CITY 5 | Gas/Oil:Combustion Turbine | DEF | DEF
INT CITY 6 | Gas/Oil:Combustion Turbine | DEF | DEF
INT CITY 7 | Gas/Oil:Combustion Turbine | DEF | DEF
INT CITY 8 | Gas/Oil:Combustion Turbine | DEF | DEF
INT CITY 9 | Gas/Oil:Combustion Turbine | DEF | DEF
INTER | Demand:Demand Response | DEF | DEF
Mulberry | Gas/Oil:Combined Cycle | DEF | DEF
NSG Vand CT 1 | Gas/Oil:Combustion Turbine | DEF | DEF
NSG Vand CT 2 | Gas/Oil:Combustion Turbine | DEF | DEF
NSG Vand CT 3 | Gas/Oil:Combustion Turbine | DEF | DEF
NSG Vand CT 4 | Gas/Oil:Combustion Turbine | DEF | DEF
Orange Cogen | Gas/Oil:Combined Cycle | DEF | DEF
Orlando Cogen | Gas/Oil:Combined Cycle | DEF | DEF
Osprey 1 0 | Gas/Oil:Combined Cycle | DEF | DEF
Osprey 1 1 | Gas/Oil:Combined Cycle | DEF | DEF
Osprey 1 2 | Gas/Oil:Combined Cycle | DEF | DEF
OspreyAcq | Gas/Oil:Combined Cycle | DEF | DEF
OspreyAcqDF | Gas/Oil:Combined Cycle | DEF | DEF
Pasco County | Renewable:Biomass | DEF | DEF
Pinellas County | Renewable:Biomass | DEF | DEF
Shady Hills 1 | Gas/Oil:Combustion Turbine | DEF | DEF
Shady Hills 2 | Gas/Oil:Combustion Turbine | DEF | DEF
Shady Hills 3 | Gas/Oil:Combustion Turbine | DEF | DEF
Solar 3rdParty Block 1 | Renewable:Solar PV | DEF | DEF
Solar 3rdParty Block 2 | Renewable:Solar PV | DEF | DEF
Solar 3rdParty Block 3 | Renewable:Solar PV | DEF | DEF
Solar DEF Bay Ranch | Renewable:Solar PV | DEF | DEF
Solar DEF Bay Trail | Renewable:Solar PV | DEF | DEF
Solar DEF Charlie Creek | Renewable:Solar PV | DEF | DEF
Solar DEF Columbia | Renewable:Solar PV | DEF | DEF
Solar DEF County Line | Renewable:Solar PV | DEF | DEF
Solar DEF Debary | Renewable:Solar PV | DEF | DEF
Solar DEF Duette | Renewable:Solar PV | DEF | DEF
Solar DEF Falmouth | Renewable:Solar PV | DEF | DEF
Solar DEF Fort Green | Renewable:Solar PV | DEF | DEF
Solar DEF Hamilton | Renewable:Solar PV | DEF | DEF
Solar DEF Hardeetown | Renewable:Solar PV | DEF | DEF
Solar DEF High Spring | Renewable:Solar PV | DEF | DEF
Solar DEF Hildreth | Renewable:Solar PV | DEF | DEF
Solar DEF Lake Placid | Renewable:Solar PV | DEF | DEF
Solar DEF Mule Creek | Renewable:Solar PV | DEF | DEF
Solar DEF NEW 1 | Renewable:Solar PV | DEF | DEF
Solar DEF NEW 1 PTC | Renewable:Solar PV | DEF | DEF
Solar DEF NEW 2 | Renewable:Solar PV | DEF | DEF
Solar DEF NEW 2 PTC | Renewable:Solar PV | DEF | DEF
Solar DEF NEW 3 | Renewable:Solar PV | DEF | DEF
Solar DEF NEW 3 PTC | Renewable:Solar PV | DEF | DEF
Solar DEF NEW 4 | Renewable:Solar PV | DEF | DEF
Solar DEF NEW 4 PTC | Renewable:Solar PV | DEF | DEF
Solar DEF NEW 6 PTC | Renewable:Solar PV | DEF | DEF
Solar DEF Osc Perry Suw | Renewable:Solar PV | DEF | DEF
Solar DEF Sandy Creek | Renewable:Solar PV | DEF | DEF
Solar DEF Santa Fe | Renewable:Solar PV | DEF | DEF
Solar DEF St Pete Pier | Renewable:Solar PV | DEF | DEF
Solar DEF Trenton | Renewable:Solar PV | DEF | DEF
Solar DEF Twin Rivers | Renewable:Solar PV | DEF | DEF
Solar DEF Winquepin | Renewable:Solar PV | DEF | DEF
Solar+Storage DEF NEW 1 | Renewable:Solar PV | DEF | DEF
Solar+Storage DEF NEW 1 PTC + ITC | Renewable:Solar PV | DEF | DEF
Standby | Demand:Demand Response | DEF | DEF
SUWANNEE_P 1 | Gas/Oil:Combustion Turbine | DEF | DEF
SUWANNEE_P 2 | Gas/Oil:Combustion Turbine | DEF | DEF
SUWANNEE_P 3 | Gas/Oil:Combustion Turbine | DEF | DEF
Tigerbay 1 | Gas/Oil:Combined Cycle | DEF | DEF
U OF FL 1 | Gas/Oil:Combustion Turbine | DEF | DEF
Voltage Red | Demand:Demand Response | DEF | DEF
WaterHtr_PP | Demand:Demand Response | DEF | DEF
Total |  |  |  | 0 | 0 | 0 | 0 | 101.71 | 104.82 | 107.69 | 110.02 | 104.02 | 259.62 | 819.65 | 1811.38 | 2779.66 | 3102.3 | 3108.29 | 3088.59 | 3511.95 | 3809.98 | 3785.87
Group Totals
Resource | Type | BA | Area | 2023 | 2024 | 2025 | 2026 | 2027 | 2028 | 2029 | 2030 | 2031 | 2032 | 2033 | 2034 | 2035 | 2036 | 2037 | 2038 | 2039 | 2040 | 2041
Total | Coal:Conventional | DEF | DEF
Total | Demand:Demand Response | DEF | DEF
Total | Gas/Oil:Combined Cycle | DEF | DEF
Total | Gas/Oil:Combustion Turbine | DEF | DEF
Total | Gas/Oil:Steam Turbine | DEF | DEF
Total | Nuclear:Nuclear | DEF | DEF
Total | Renewable:Biomass | DEF | DEF
Total | Renewable:Solar PV | DEF | DEF
Total | Storage:Battery | DEF | DEF |  |  |  |  | 101.71 | 104.82 | 107.69 | 110.02 | 104.02 | 259.62 | 819.65 | 1811.38 | 2779.66 | 3102.3 | 3108.29 | 3088.59 | 3511.95 | 3809.98 | 3785.87

## Curtailed
Curtailed (GWh)
Base Case
Resource | Type | BA | Area | 2023 | 2024 | 2025 | 2026 | 2027 | 2028 | 2029 | 2030 | 2031 | 2032 | 2033 | 2034 | 2035 | 2036 | 2037 | 2038 | 2039 | 2040 | 2041
AC | Demand:Demand Response | DEF | DEF
Anclote 1 | Gas/Oil:Steam Turbine | DEF | DEF
Anclote 2 | Gas/Oil:Steam Turbine | DEF | DEF
As Avail | Gas/Oil:Combined Cycle | DEF | DEF | 2023: 0.00036585; 2030: 9.0841e-05
As Avail PCS | Renewable:Biomass | DEF | DEF | 2023: 0.012329; 2030: 0.0030613
Bartow CC 1 0 | Gas/Oil:Combined Cycle | DEF | DEF | 2023: 0.17067; 2030: 0.042501
Bartow CC 1 PAG | Gas/Oil:Combined Cycle | DEF | DEF
BARTOW_P 1 | Gas/Oil:Combustion Turbine | DEF | DEF
BARTOW_P 2 | Gas/Oil:Combustion Turbine | DEF | DEF
BARTOW_P 3 | Gas/Oil:Combustion Turbine | DEF | DEF
BARTOW_P 4 | Gas/Oil:Combustion Turbine | DEF | DEF
Battery 4 Hours | Storage:Battery | DEF | DEF
BAYBORO_P 1 | Gas/Oil:Combustion Turbine | DEF | DEF
BAYBORO_P 2 | Gas/Oil:Combustion Turbine | DEF | DEF
BAYBORO_P 3 | Gas/Oil:Combustion Turbine | DEF | DEF
BAYBORO_P 4 | Gas/Oil:Combustion Turbine | DEF | DEF
Citrus CC 1 | Gas/Oil:Combined Cycle | DEF | DEF | 2023: 0.091462
Citrus CC 1 Duct | Gas/Oil:Combined Cycle | DEF | DEF
Citrus CC 2 | Gas/Oil:Combined Cycle | DEF | DEF | 2023: 0.091462; 2030: 0.02271
Citrus CC 2 Duct | Gas/Oil:Combined Cycle | DEF | DEF
Crystal 4 | Coal:Conventional | DEF | DEF | 2030: 0.018168
Crystal 5 | Coal:Conventional | DEF | DEF
DEBARY 10 | Gas/Oil:Combustion Turbine | DEF | DEF
DEBARY 2 | Gas/Oil:Combustion Turbine | DEF | DEF
DEBARY 3 | Gas/Oil:Combustion Turbine | DEF | DEF
DEBARY 4 | Gas/Oil:Combustion Turbine | DEF | DEF
DEBARY 5 | Gas/Oil:Combustion Turbine | DEF | DEF
DEBARY 6 | Gas/Oil:Combustion Turbine | DEF | DEF
DEBARY 7 | Gas/Oil:Combustion Turbine | DEF | DEF
DEBARY 8 | Gas/Oil:Combustion Turbine | DEF | DEF
DEBARY 9 | Gas/Oil:Combustion Turbine | DEF | DEF
DEF Nuclear GE X300 PTC | Nuclear:Nuclear | DEF | DEF
Gen 190MW CT | Gas/Oil:Combustion Turbine | DEF | DEF
Gen 190MW CT Ave | Gas/Oil:Combustion Turbine | DEF | DEF
HEAT | Demand:Demand Response | DEF | DEF
Hines CC 1 | Gas/Oil:Combined Cycle | DEF | DEF
Hines CC 2 | Gas/Oil:Combined Cycle | DEF | DEF
Hines CC 3 | Gas/Oil:Combined Cycle | DEF | DEF
Hines CC 4 | Gas/Oil:Combined Cycle | DEF | DEF
INT CITY 1 | Gas/Oil:Combustion Turbine | DEF | DEF
INT CITY 10 | Gas/Oil:Combustion Turbine | DEF | DEF
INT CITY 11 | Gas/Oil:Combustion Turbine | DEF | DEF
INT CITY 12 | Gas/Oil:Combustion Turbine | DEF | DEF
INT CITY 13 | Gas/Oil:Combustion Turbine | DEF | DEF
INT CITY 14 | Gas/Oil:Combustion Turbine | DEF | DEF
INT CITY 2 | Gas/Oil:Combustion Turbine | DEF | DEF
INT CITY 3 | Gas/Oil:Combustion Turbine | DEF | DEF
INT CITY 4 | Gas/Oil:Combustion Turbine | DEF | DEF
INT CITY 5 | Gas/Oil:Combustion Turbine | DEF | DEF
INT CITY 6 | Gas/Oil:Combustion Turbine | DEF | DEF
INT CITY 7 | Gas/Oil:Combustion Turbine | DEF | DEF
INT CITY 8 | Gas/Oil:Combustion Turbine | DEF | DEF
INT CITY 9 | Gas/Oil:Combustion Turbine | DEF | DEF
INTER | Demand:Demand Response | DEF | DEF
Mulberry | Gas/Oil:Combined Cycle | DEF | DEF | 2023: 0.0061998
NSG Vand CT 1 | Gas/Oil:Combustion Turbine | DEF | DEF
NSG Vand CT 2 | Gas/Oil:Combustion Turbine | DEF | DEF
NSG Vand CT 3 | Gas/Oil:Combustion Turbine | DEF | DEF
NSG Vand CT 4 | Gas/Oil:Combustion Turbine | DEF | DEF
Orange Cogen | Gas/Oil:Combined Cycle | DEF | DEF
Orlando Cogen | Gas/Oil:Combined Cycle | DEF | DEF | 2023: 0.042073
Osprey 1 0 | Gas/Oil:Combined Cycle | DEF | DEF
Osprey 1 1 | Gas/Oil:Combined Cycle | DEF | DEF
Osprey 1 2 | Gas/Oil:Combined Cycle | DEF | DEF
OspreyAcq | Gas/Oil:Combined Cycle | DEF | DEF
OspreyAcqDF | Gas/Oil:Combined Cycle | DEF | DEF
Pasco County | Renewable:Biomass | DEF | DEF | 2023: 0.0084145; 2030: 0.0020893
Pinellas County | Renewable:Biomass | DEF | DEF | 2023: 0.02003; 2030: 0.0049735
Shady Hills 1 | Gas/Oil:Combustion Turbine | DEF | DEF
Shady Hills 2 | Gas/Oil:Combustion Turbine | DEF | DEF
Shady Hills 3 | Gas/Oil:Combustion Turbine | DEF | DEF
Solar 3rdParty Block 1 | Renewable:Solar PV | DEF | DEF
Solar 3rdParty Block 2 | Renewable:Solar PV | DEF | DEF
Solar 3rdParty Block 3 | Renewable:Solar PV | DEF | DEF
Solar DEF Bay Ranch | Renewable:Solar PV | DEF | DEF
Solar DEF Bay Trail | Renewable:Solar PV | DEF | DEF | 2023: 6.8036e-05
Solar DEF Charlie Creek | Renewable:Solar PV | DEF | DEF | 2023: 7.6447e-05
Solar DEF Columbia | Renewable:Solar PV | DEF | DEF | 2023: 7.5584e-05
Solar DEF County Line | Renewable:Solar PV | DEF | DEF
Solar DEF Debary | Renewable:Solar PV | DEF | DEF | 2023: 7.8819e-05
Solar DEF Duette | Renewable:Solar PV | DEF | DEF | 2023: 7.5584e-05
Solar DEF Falmouth | Renewable:Solar PV | DEF | DEF
Solar DEF Fort Green | Renewable:Solar PV | DEF | DEF | 2023: 6.8036e-05
Solar DEF Hamilton | Renewable:Solar PV | DEF | DEF | 2023: 7.4829e-05
Solar DEF Hardeetown | Renewable:Solar PV | DEF | DEF
Solar DEF High Spring | Renewable:Solar PV | DEF | DEF
Solar DEF Hildreth | Renewable:Solar PV | DEF | DEF
Solar DEF Lake Placid | Renewable:Solar PV | DEF | DEF
Solar DEF Mule Creek | Renewable:Solar PV | DEF | DEF
Solar DEF NEW 1 | Renewable:Solar PV | DEF | DEF
Solar DEF NEW 1 PTC | Renewable:Solar PV | DEF | DEF
Solar DEF NEW 2 | Renewable:Solar PV | DEF | DEF
Solar DEF NEW 2 PTC | Renewable:Solar PV | DEF | DEF
Solar DEF NEW 3 | Renewable:Solar PV | DEF | DEF
Solar DEF NEW 3 PTC | Renewable:Solar PV | DEF | DEF
Solar DEF NEW 4 | Renewable:Solar PV | DEF | DEF
Solar DEF NEW 4 PTC | Renewable:Solar PV | DEF | DEF
Solar DEF NEW 6 PTC | Renewable:Solar PV | DEF | DEF
Solar DEF Osc Perry Suw | Renewable:Solar PV | DEF | DEF | 2023: 1.8438e-05
Solar DEF Sandy Creek | Renewable:Solar PV | DEF | DEF | 2023: 7.6447e-05
Solar DEF Santa Fe | Renewable:Solar PV | DEF | DEF | 2023: 7.6015e-05
Solar DEF St Pete Pier | Renewable:Solar PV | DEF | DEF | 2023: 3.2347e-07
Solar DEF Trenton | Renewable:Solar PV | DEF | DEF | 2023: 7.526e-05
Solar DEF Twin Rivers | Renewable:Solar PV | DEF | DEF | 2023: 7.6015e-05
Solar DEF Winquepin | Renewable:Solar PV | DEF | DEF
Solar+Storage DEF NEW 1 | Renewable:Solar PV | DEF | DEF
Solar+Storage DEF NEW 1 PTC + ITC | Renewable:Solar PV | DEF | DEF
Standby | Demand:Demand Response | DEF | DEF
SUWANNEE_P 1 | Gas/Oil:Combustion Turbine | DEF | DEF
SUWANNEE_P 2 | Gas/Oil:Combustion Turbine | DEF | DEF
SUWANNEE_P 3 | Gas/Oil:Combustion Turbine | DEF | DEF
Tigerbay 1 | Gas/Oil:Combined Cycle | DEF | DEF | 2030: 0.011355
U OF FL 1 | Gas/Oil:Combustion Turbine | DEF | DEF | 2023: 0.014634
Voltage Red | Demand:Demand Response | DEF | DEF
WaterHtr_PP | Demand:Demand Response | DEF | DEF
Total |  |  |  | 0.45848 | 0 | 0 | 0 | 0 | 0 | 0 | 0.10495 | 0 | 0 | 0 | 0 | 0 | 0 | 0 | 0 | 0 | 0 | 0
Group Totals
Resource | Type | BA | Area | 2023 | 2024 | 2025 | 2026 | 2027 | 2028 | 2029 | 2030 | 2031 | 2032 | 2033 | 2034 | 2035 | 2036 | 2037 | 2038 | 2039 | 2040 | 2041
Total | Coal:Conventional | DEF | DEF | 2030: 0.018168
Total | Demand:Demand Response | DEF | DEF
Total | Gas/Oil:Combined Cycle | DEF | DEF | 2023: 0.40223; 2030: 0.076657
Total | Gas/Oil:Combustion Turbine | DEF | DEF | 2023: 0.014634
Total | Gas/Oil:Steam Turbine | DEF | DEF
Total | Nuclear:Nuclear | DEF | DEF
Total | Renewable:Biomass | DEF | DEF | 2023: 0.040774; 2030: 0.010124
Total | Renewable:Solar PV | DEF | DEF | 2023: 0.00083983
Total | Storage:Battery | DEF | DEF
Battery Case
Resource | Type | BA | Area | 2023 | 2024 | 2025 | 2026 | 2027 | 2028 | 2029 | 2030 | 2031 | 2032 | 2033 | 2034 | 2035 | 2036 | 2037 | 2038 | 2039 | 2040 | 2041
AC | Demand:Demand Response | DEF | DEF
Anclote 1 | Gas/Oil:Steam Turbine | DEF | DEF
Anclote 2 | Gas/Oil:Steam Turbine | DEF | DEF
As Avail | Gas/Oil:Combined Cycle | DEF | DEF | 2023: 0.00037; 2030: 5e-05
As Avail PCS | Renewable:Biomass | DEF | DEF | 2023: 0.01233; 2030: 0.00168
Bartow CC 1 0 | Gas/Oil:Combined Cycle | DEF | DEF | 2023: 0.17067; 2030: 0.01829
Bartow CC 1 PAG | Gas/Oil:Combined Cycle | DEF | DEF
BARTOW_P 1 | Gas/Oil:Combustion Turbine | DEF | DEF
BARTOW_P 2 | Gas/Oil:Combustion Turbine | DEF | DEF
BARTOW_P 3 | Gas/Oil:Combustion Turbine | DEF | DEF
BARTOW_P 4 | Gas/Oil:Combustion Turbine | DEF | DEF
Battery 2 Hours | Storage:Battery | DEF | DEF
Battery 4 Hours | Storage:Battery | DEF | DEF
BAYBORO_P 1 | Gas/Oil:Combustion Turbine | DEF | DEF
BAYBORO_P 2 | Gas/Oil:Combustion Turbine | DEF | DEF
BAYBORO_P 3 | Gas/Oil:Combustion Turbine | DEF | DEF
BAYBORO_P 4 | Gas/Oil:Combustion Turbine | DEF | DEF
Citrus CC 1 | Gas/Oil:Combined Cycle | DEF | DEF | 2023: 0.09146; 2030: 0.01243
Citrus CC 1 Duct | Gas/Oil:Combined Cycle | DEF | DEF
Citrus CC 2 | Gas/Oil:Combined Cycle | DEF | DEF | 2023: 0.09146; 2030: 0.01243
Citrus CC 2 Duct | Gas/Oil:Combined Cycle | DEF | DEF
Crystal 4 | Coal:Conventional | DEF | DEF
Crystal 5 | Coal:Conventional | DEF | DEF
DEBARY 10 | Gas/Oil:Combustion Turbine | DEF | DEF
DEBARY 2 | Gas/Oil:Combustion Turbine | DEF | DEF
DEBARY 3 | Gas/Oil:Combustion Turbine | DEF | DEF
DEBARY 4 | Gas/Oil:Combustion Turbine | DEF | DEF
DEBARY 5 | Gas/Oil:Combustion Turbine | DEF | DEF
DEBARY 6 | Gas/Oil:Combustion Turbine | DEF | DEF
DEBARY 7 | Gas/Oil:Combustion Turbine | DEF | DEF
DEBARY 8 | Gas/Oil:Combustion Turbine | DEF | DEF
DEBARY 9 | Gas/Oil:Combustion Turbine | DEF | DEF
DEF Nuclear GE X300 PTC | Nuclear:Nuclear | DEF | DEF
Gen 190MW CT | Gas/Oil:Combustion Turbine | DEF | DEF
Gen 190MW CT Ave | Gas/Oil:Combustion Turbine | DEF | DEF
HEAT | Demand:Demand Response | DEF | DEF
Hines CC 1 | Gas/Oil:Combined Cycle | DEF | DEF
Hines CC 2 | Gas/Oil:Combined Cycle | DEF | DEF
Hines CC 3 | Gas/Oil:Combined Cycle | DEF | DEF
Hines CC 4 | Gas/Oil:Combined Cycle | DEF | DEF
INT CITY 1 | Gas/Oil:Combustion Turbine | DEF | DEF
INT CITY 10 | Gas/Oil:Combustion Turbine | DEF | DEF
INT CITY 11 | Gas/Oil:Combustion Turbine | DEF | DEF
INT CITY 12 | Gas/Oil:Combustion Turbine | DEF | DEF
INT CITY 13 | Gas/Oil:Combustion Turbine | DEF | DEF
INT CITY 14 | Gas/Oil:Combustion Turbine | DEF | DEF
INT CITY 2 | Gas/Oil:Combustion Turbine | DEF | DEF
INT CITY 3 | Gas/Oil:Combustion Turbine | DEF | DEF
INT CITY 4 | Gas/Oil:Combustion Turbine | DEF | DEF
INT CITY 5 | Gas/Oil:Combustion Turbine | DEF | DEF
INT CITY 6 | Gas/Oil:Combustion Turbine | DEF | DEF
INT CITY 7 | Gas/Oil:Combustion Turbine | DEF | DEF
INT CITY 8 | Gas/Oil:Combustion Turbine | DEF | DEF
INT CITY 9 | Gas/Oil:Combustion Turbine | DEF | DEF
INTER | Demand:Demand Response | DEF | DEF
Mulberry | Gas/Oil:Combined Cycle | DEF | DEF | 2023: 0.0062
NSG Vand CT 1 | Gas/Oil:Combustion Turbine | DEF | DEF
NSG Vand CT 2 | Gas/Oil:Combustion Turbine | DEF | DEF
NSG Vand CT 3 | Gas/Oil:Combustion Turbine | DEF | DEF
NSG Vand CT 4 | Gas/Oil:Combustion Turbine | DEF | DEF
Orange Cogen | Gas/Oil:Combined Cycle | DEF | DEF
Orlando Cogen | Gas/Oil:Combined Cycle | DEF | DEF | 2023: 0.04207
Osprey 1 0 | Gas/Oil:Combined Cycle | DEF | DEF
Osprey 1 1 | Gas/Oil:Combined Cycle | DEF | DEF
Osprey 1 2 | Gas/Oil:Combined Cycle | DEF | DEF
OspreyAcq | Gas/Oil:Combined Cycle | DEF | DEF
OspreyAcqDF | Gas/Oil:Combined Cycle | DEF | DEF
Pasco County | Renewable:Biomass | DEF | DEF | 2023: 0.00841; 2030: 0.00114
Pinellas County | Renewable:Biomass | DEF | DEF | 2023: 0.02003; 2030: 0.00272
Shady Hills 1 | Gas/Oil:Combustion Turbine | DEF | DEF
Shady Hills 2 | Gas/Oil:Combustion Turbine | DEF | DEF
Shady Hills 3 | Gas/Oil:Combustion Turbine | DEF | DEF
Solar 3rdParty Block 1 | Renewable:Solar PV | DEF | DEF
Solar 3rdParty Block 2 | Renewable:Solar PV | DEF | DEF
Solar 3rdParty Block 3 | Renewable:Solar PV | DEF | DEF
Solar DEF Bay Ranch | Renewable:Solar PV | DEF | DEF
Solar DEF Bay Trail | Renewable:Solar PV | DEF | DEF | 2023: 7e-05
Solar DEF Charlie Creek | Renewable:Solar PV | DEF | DEF | 2023: 8e-05
Solar DEF Columbia | Renewable:Solar PV | DEF | DEF | 2023: 8e-05
Solar DEF County Line | Renewable:Solar PV | DEF | DEF
Solar DEF Debary | Renewable:Solar PV | DEF | DEF | 2023: 8e-05
Solar DEF Duette | Renewable:Solar PV | DEF | DEF | 2023: 8e-05
Solar DEF Falmouth | Renewable:Solar PV | DEF | DEF
Solar DEF Fort Green | Renewable:Solar PV | DEF | DEF | 2023: 7e-05
Solar DEF Hamilton | Renewable:Solar PV | DEF | DEF | 2023: 7e-05
Solar DEF Hardeetown | Renewable:Solar PV | DEF | DEF
Solar DEF High Spring | Renewable:Solar PV | DEF | DEF
Solar DEF Hildreth | Renewable:Solar PV | DEF | DEF
Solar DEF Lake Placid | Renewable:Solar PV | DEF | DEF
Solar DEF Mule Creek | Renewable:Solar PV | DEF | DEF
Solar DEF NEW 1 | Renewable:Solar PV | DEF | DEF
Solar DEF NEW 1 PTC | Renewable:Solar PV | DEF | DEF
Solar DEF NEW 2 | Renewable:Solar PV | DEF | DEF
Solar DEF NEW 2 PTC | Renewable:Solar PV | DEF | DEF
Solar DEF NEW 3 | Renewable:Solar PV | DEF | DEF
Solar DEF NEW 3 PTC | Renewable:Solar PV | DEF | DEF
Solar DEF NEW 4 | Renewable:Solar PV | DEF | DEF
Solar DEF NEW 4 PTC | Renewable:Solar PV | DEF | DEF
Solar DEF NEW 6 PTC | Renewable:Solar PV | DEF | DEF
Solar DEF Osc Perry Suw | Renewable:Solar PV | DEF | DEF | 2023: 2e-05
Solar DEF Sandy Creek | Renewable:Solar PV | DEF | DEF | 2023: 8e-05
Solar DEF Santa Fe | Renewable:Solar PV | DEF | DEF | 2023: 8e-05
Solar DEF St Pete Pier | Renewable:Solar PV | DEF | DEF | 2023: 0
Solar DEF Trenton | Renewable:Solar PV | DEF | DEF | 2023: 8e-05
Solar DEF Twin Rivers | Renewable:Solar PV | DEF | DEF | 2023: 8e-05
Solar DEF Winquepin | Renewable:Solar PV | DEF | DEF
Solar+Storage DEF NEW 1 | Renewable:Solar PV | DEF | DEF
Solar+Storage DEF NEW 1 PTC + ITC | Renewable:Solar PV | DEF | DEF
Standby | Demand:Demand Response | DEF | DEF
SUWANNEE_P 1 | Gas/Oil:Combustion Turbine | DEF | DEF
SUWANNEE_P 2 | Gas/Oil:Combustion Turbine | DEF | DEF
SUWANNEE_P 3 | Gas/Oil:Combustion Turbine | DEF | DEF
Tigerbay 1 | Gas/Oil:Combined Cycle | DEF | DEF | 2030: 0.00621
U OF FL 1 | Gas/Oil:Combustion Turbine | DEF | DEF | 2023: 0.01463
Voltage Red | Demand:Demand Response | DEF | DEF
WaterHtr_PP | Demand:Demand Response | DEF | DEF
Total |  |  |  | 0.4585 | 0 | 0 | 0 | 0 | 0 | 0 | 0.05495 | 0 | 0 | 0 | 0 | 0 | 0 | 0 | 0 | 0 | 0 | 0
Group Totals
Resource | Type | BA | Area | 2023 | 2024 | 2025 | 2026 | 2027 | 2028 | 2029 | 2030 | 2031 | 2032 | 2033 | 2034 | 2035 | 2036 | 2037 | 2038 | 2039 | 2040 | 2041
Total | Coal:Conventional | DEF | DEF
Total | Demand:Demand Response | DEF | DEF
Total | Gas/Oil:Combined Cycle | DEF | DEF | 2023: 0.40223; 2030: 0.04941
Total | Gas/Oil:Combustion Turbine | DEF | DEF | 2023: 0.01463
Total | Gas/Oil:Steam Turbine | DEF | DEF
Total | Nuclear:Nuclear | DEF | DEF
Total | Renewable:Biomass | DEF | DEF | 2023: 0.04077; 2030: 0.00554
Total | Renewable:Solar PV | DEF | DEF | 2023: 0.00087
Total | Storage:Battery | DEF | DEF

## Fuel Used
Fuel Used (GBtu)
Base Case
Resource | Type | BA | Area | 2023 | 2024 | 2025 | 2026 | 2027 | 2028 | 2029 | 2030 | 2031 | 2032 | 2033 | 2034 | 2035 | 2036 | 2037 | 2038 | 2039 | 2040 | 2041
AC | Demand:Demand Response | DEF | DEF
Anclote 1 | Gas/Oil:Steam Turbine | DEF | DEF | 10111.4185 | 11871.4027 | 4989.7083 | 8771.0921 | 8148.4801 | 7663.5546 | 6162.0903 | 5571.3497 | 3312.4975 | 3907.3419 | 3623.6195 | 4986.6286 | 5798.0283 | 5735.2132 | 7922.0458 | 5884.2923 | 6107.3083 | 3196.3669 | 2691.3574
Anclote 2 | Gas/Oil:Steam Turbine | DEF | DEF | 8583.4386 | 8150.9524 | 4383.9448 | 5844.8058 | 5530.0532 | 6940.3877 | 5160.8003 | 3703.832 | 4066.6883 | 3290.2859 | 2922.0852 | 3506.8647 | 4867.28 | 5189.4852 | 5950.0928 | 3164.8491 | 1320.226 | 1240.8613 | 1095.4391
As Avail | Gas/Oil:Combined Cycle | DEF | DEF
As Avail PCS | Renewable:Biomass | DEF | DEF
Bartow CC 1 0 | Gas/Oil:Combined Cycle | DEF | DEF | 44988.1888 | 42717.8943 | 45953.9015 | 45335.2248 | 42084.1667 | 42744.7141 | 45493.4633 | 45384.6988 | 46206.479 | 45946.4397 | 44446.8486 | 46695.4365 | 47893.5347 | 49038.0212 | 44471.197 | 48304.4575 | 48494.6652 | 48196.0143 | 45301.5788
Bartow CC 1 PAG | Gas/Oil:Combined Cycle | DEF | DEF | 1467.9494 | 1400.3446 | 1017.1094 | 1097.923 | 974.1247 | 980.4936 | 940.988 | 685.1805 | 537.9322 | 542.5437 | 479.7684 | 787.1023 | 963.5894 | 930.1969 | 1023.7108 | 904.2013 | 992.7173 | 827.9349 | 804.5862
BARTOW_P 1 | Gas/Oil:Combustion Turbine | DEF | DEF | 2026: 1.5211
BARTOW_P 2 | Gas/Oil:Combustion Turbine | DEF | DEF | 13.8938 | 27.5267 | 25.6537 | 23.8143 | 10.6008 | 29.665 | 52.5268 | 60.8818 | 23.9265 | 26.8368 | 29.5895 | 21.398
BARTOW_P 3 | Gas/Oil:Combustion Turbine | DEF | DEF | 2026: 1.7022
BARTOW_P 4 | Gas/Oil:Combustion Turbine | DEF | DEF | 30.4173 | 34.0472 | 64.6627 | 70.4735 | 36.9046 | 49.465 | 85.0063 | 68.6718 | 67.3995 | 56.8098 | 49.7744 | 28.1244
Battery 4 Hours | Storage:Battery | DEF | DEF
BAYBORO_P 1 | Gas/Oil:Combustion Turbine | DEF | DEF | 2024: 2.1269
BAYBORO_P 2 | Gas/Oil:Combustion Turbine | DEF | DEF | 2023: 0.40092; 2024: 0.40092; 2025: 0.47982
BAYBORO_P 3 | Gas/Oil:Combustion Turbine | DEF | DEF
BAYBORO_P 4 | Gas/Oil:Combustion Turbine | DEF | DEF | 2024: 0.46888
Citrus CC 1 | Gas/Oil:Combined Cycle | DEF | DEF | 38955.0797 | 39998.0459 | 37152.825 | 40592.6049 | 39739.3715 | 35589.989 | 38025.3465 | 37199.1533 | 34663.3309 | 35683.2007 | 35265.2094 | 35162.2682 | 34455.4721 | 34844.4774 | 32667.8423 | 33864.9427 | 33600.5701 | 30834.7221 | 32023.3131
Citrus CC 1 Duct | Gas/Oil:Combined Cycle | DEF | DEF | 1813.7792 | 1824.5416 | 1228.4333 | 1373.4617 | 1237.7032 | 1183.3766 | 1145.2843 | 848.3236 | 645.2212 | 682.7796 | 683.2181 | 956.0124 | 1188.3862 | 1226.0036 | 1370.4181 | 1119.2541 | 1275.142 | 1048.2477 | 1126.0026
Citrus CC 2 | Gas/Oil:Combined Cycle | DEF | DEF | 38786.7341 | 39875.2244 | 39584.2491 | 37581.9645 | 40795.0642 | 35650.136 | 38837.8111 | 38203.5261 | 34230.4436 | 35921.7087 | 35389.9393 | 35517.5027 | 34797.1371 | 34736.9607 | 32667.3255 | 33539.5774 | 33892.2376 | 29480.315 | 32738.5579
Citrus CC 2 Duct | Gas/Oil:Combined Cycle | DEF | DEF | 1714.6209 | 1884.8322 | 1320.787 | 1080.5309 | 1173.7788 | 1133.3179 | 1159.6624 | 779.2416 | 613.012 | 597.9398 | 619.5449 | 909.2765 | 1083.6571 | 1183.556 | 1185.2701 | 1037.7502 | 1172.0759 | 1025.9269 | 1034.6083
Crystal 4 | Coal:Conventional | DEF | DEF | 8248.5158 | 8610.1252 | 8958.8622 | 7686.575 | 9249.4825 | 12849.3169 | 12349.9654 | 15081.3614 | 24533.8395 | 17935.34 | 19982.1739 | 8474.7303
Crystal 5 | Coal:Conventional | DEF | DEF | 5320.7008 | 8518.4807 | 8635.2911 | 7562.3063 | 7533.3478 | 11106.8328 | 9557.8619 | 14665.893 | 18730.105 | 21134.3373 | 18156.9598 | 6727.427
DEBARY 10 | Gas/Oil:Combustion Turbine | DEF | DEF | 2025: 1.6288; 2026: 1.7848; 2028: 5.0353; 2029: 32.9059; 2030: 17.2444; 2032: 1.7494; 2033: 8.1907; 2034: 5.6577; 2035: 14.7305
DEBARY 2 | Gas/Oil:Combustion Turbine | DEF | DEF | 2024: 2.4027
DEBARY 3 | Gas/Oil:Combustion Turbine | DEF | DEF | 2025: 1.8641; 2026: 4.1044; 2027: 0.78215
DEBARY 4 | Gas/Oil:Combustion Turbine | DEF | DEF | 2024: 1.2221; 2025: 2.2751; 2026: 4.7039; 2027: 1.1917
DEBARY 5 | Gas/Oil:Combustion Turbine | DEF | DEF | 2024: 1.3856; 2027: 1.861
DEBARY 6 | Gas/Oil:Combustion Turbine | DEF | DEF | 2023: 2.2539; 2024: 2.8246; 2025: 0.42808; 2026: 3.118; 2027: 1.7701
DEBARY 7 | Gas/Oil:Combustion Turbine | DEF | DEF | 171.4639 | 172.8968 | 245.5929 | 208.5488 | 181.3053 | 205.9913 | 251.6906 | 219.6483 | 162.0994 | 128.8814 | 115.9975 | 146.0962 | 124.9027 | 35.236
DEBARY 8 | Gas/Oil:Combustion Turbine | DEF | DEF | 228.6146 | 297.0689 | 284.2175 | 240.4752 | 160.0598 | 234.5294 | 233.3921 | 233.3521 | 174.5749 | 180.0166 | 144.1465 | 188.0758 | 148.4111 | 68.722
DEBARY 9 | Gas/Oil:Combustion Turbine | DEF | DEF | 286.4957 | 324.711 | 269.3732 | 224.7016 | 200.3821 | 244.1576 | 232.3879 | 243.7612 | 171.7328 | 169.4939 | 158.0394 | 204.6548 | 222.7886 | 30.9592
DEF Nuclear GE X300 PTC | Nuclear:Nuclear | DEF | DEF | 2038: 31801.541; 2039: 52904.7825; 2040: 84337.2078; 2041: 105746.1445
Gen 190MW CT | Gas/Oil:Combustion Turbine | DEF | DEF | 2034: 135.0851; 2035: 531.2849; 2036: 2956.9307; 2037: 3208.4584; 2038: 2105.627; 2039: 5148.0975; 2040: 5147.5987; 2041: 3719.5411
Gen 190MW CT Ave | Gas/Oil:Combustion Turbine | DEF | DEF | 2039: 1349.9533; 2040: 1566.3675; 2041: 1302.9129
HEAT | Demand:Demand Response | DEF | DEF
Hines CC 1 | Gas/Oil:Combined Cycle | DEF | DEF | 20055.1882 | 19910.7987 | 20239.4113 | 15219.167 | 16144.6824 | 14136.2314 | 14830.6773 | 11374.5528 | 6998.2455 | 5714.4581 | 7454.897 | 8695.4269 | 11526.2951 | 10713.9915 | 14645.1415 | 10100.7119 | 2542.0554
Hines CC 2 | Gas/Oil:Combined Cycle | DEF | DEF | 20708.5818 | 21771.5029 | 21917.5241 | 23408.6276 | 21676.9039 | 21497.2171 | 18359.7026 | 19401.3348 | 16291.6057 | 14810.8618 | 13156.3584 | 14775.7913 | 16722.084 | 15843.1106 | 18038.2733 | 15866.5131 | 13633.7284 | 14433.0623 | 12623.8708
Hines CC 3 | Gas/Oil:Combined Cycle | DEF | DEF | 21750.043 | 21605.7318 | 20421.2478 | 21000.2318 | 24106.431 | 22539.1544 | 22605.1069 | 19218.9199 | 21703.5773 | 18294.3319 | 20229.9293 | 18286.0982 | 20510.1699 | 19281.0658 | 22505.1826 | 17908.2808 | 18146.9649 | 16391.0341 | 16688.9054
Hines CC 4 | Gas/Oil:Combined Cycle | DEF | DEF | 19571.6352 | 22098.713 | 16907.1419 | 19093.341 | 17235.6334 | 21571.261 | 19673.6866 | 20510.7071 | 16663.4277 | 19228.0146 | 18166.0985 | 18539.3014 | 17191.3533 | 19800.4944 | 18931.309 | 18916.2595 | 17811.2265 | 17749.3157 | 15513.8279
INT CITY 1 | Gas/Oil:Combustion Turbine | DEF | DEF | 2024: 1.0376; 2025: 0.53459; 2026: 1.2198; 2027: 0.53459; 2028: 4.64; 2029: 19.664; 2030: 7.2655; 2031: 2.9155; 2032: 1.4182; 2033: 6.6162; 2034: 1.2979
INT CITY 10 | Gas/Oil:Combustion Turbine | DEF | DEF | 72.4799 | 146.4537 | 132.1019 | 70.9553 | 84.0905 | 97.8135 | 147.7864 | 133.6396 | 84.6551 | 57.8971 | 85.5053 | 97.5826 | 123.0027 | 186.0609 | 339.6976 | 61.4733
INT CITY 11 | Gas/Oil:Combustion Turbine | DEF | DEF | 2.9834 | 5.7063 | 11.1954 | 13.7665 |  | 16.7622 | 61.478 | 36.5279 | 11.8502 | 10.4722 | 24.5217 | 7.1299 | 32.9914 | 27.5604 | 71.4667 | 63.9313 | 8.1598 | 5.5342 | 2.2285
INT CITY 12 | Gas/Oil:Combustion Turbine | DEF | DEF | 78.6779 | 87.1498 | 94.22 | 58.3008 | 50.22 | 73.111 | 120.4146 | 100.6176 | 60.6548 | 25.0648 | 55.5835 | 94.8017 | 106.7085 | 203.8499 | 302.0239 | 239.6551 | 24.1006 | 48.1629 | 42.0178
INT CITY 13 | Gas/Oil:Combustion Turbine | DEF | DEF | 132.9518 | 146.401 | 133.5664 | 106.6547 | 104.6488 | 136.6907 | 161.2282 | 118.1352 | 60.7253 | 79.0512 | 76.0211 | 109.6402 | 150.4229 | 259.1759 | 370.1239 | 314.1734 | 75.3279 | 59.825 | 73.6136
INT CITY 14 | Gas/Oil:Combustion Turbine | DEF | DEF | 161.4948 | 173.4064 | 184.7845 | 170.1004 | 105.258 | 146.6414 | 153.4376 | 125.3827 | 70.7838 | 67.0755 | 81.7169 | 163.4087 | 158.3593 | 280.5543 | 479.9811 | 371.8425 | 100.7424 | 122.767 | 134.3116
INT CITY 2 | Gas/Oil:Combustion Turbine | DEF | DEF | 2028: 2.1504; 2029: 6.4916; 2030: 9.312; 2031: 1.3141; 2032: 0.51589; 2033: 3.9122
INT CITY 3 | Gas/Oil:Combustion Turbine | DEF | DEF | 2024: 1.0521; 2025: 0.52605; 2026: 2.2333; 2028: 4.4081; 2029: 15.1444; 2030: 10.2346; 2031: 2.8697; 2032: 2.1988; 2033: 5.4768; 2034: 1.014
INT CITY 4 | Gas/Oil:Combustion Turbine | DEF | DEF | 2024: 1.0808; 2025: 1.5985; 2026: 2.3434; 2027: 0.52704; 2028: 5.5292; 2029: 21.4843; 2030: 13.0045; 2031: 4.3123; 2032: 2.3378; 2033: 6.0981; 2034: 1.6435
INT CITY 5 | Gas/Oil:Combustion Turbine | DEF | DEF | 2026: 1.4719; 2028: 2.0787; 2029: 13.8911; 2030: 9.1675; 2031: 2.2618; 2032: 0.59081; 2033: 4.3309
INT CITY 6 | Gas/Oil:Combustion Turbine | DEF | DEF | 2024: 3.0054; 2025: 1.0393; 2026: 3.7284; 2027: 0.49807; 2028: 1.8529; 2029: 23.6866; 2030: 13.6505; 2031: 3.8193; 2032: 2.3252; 2033: 7.148; 2034: 2.9206
INT CITY 7 | Gas/Oil:Combustion Turbine | DEF | DEF | 294.4137 | 389.1866 | 340.7296 | 259.9621 | 241.4457 | 225.9629 | 231.8287 | 241.9168 | 187.0132 | 158.2031 | 154.939 | 263.7311 | 292.9419 | 348.1259 | 463.6758 | 167.0547
INT CITY 8 | Gas/Oil:Combustion Turbine | DEF | DEF | 192.9292 | 268.2594 | 259.1928 | 187.5448 | 201.7211 | 168.8521 | 208.3551 | 199.136 | 153.166 | 124.6003 | 103.7069 | 223.9747 | 220.8933 | 264.4307 | 401.3704 | 114.2171
INT CITY 9 | Gas/Oil:Combustion Turbine | DEF | DEF | 157.34 | 295.4822 | 245.4902 | 183.3881 | 155.7753 | 185.832 | 241.5701 | 193.4361 | 146.7582 | 105.6828 | 120.0358 | 243.1681 | 226.8794 | 245.6134 | 362.8864 | 104.9233
INTER | Demand:Demand Response | DEF | DEF
Mulberry | Gas/Oil:Combined Cycle | DEF | DEF
NSG Vand CT 1 | Gas/Oil:Combustion Turbine | DEF | DEF | 2023: 1507.3232; 2024: 1638.3049; 2025: 991.3981; 2026: 500.8706; 2027: 186.3529
NSG Vand CT 2 | Gas/Oil:Combustion Turbine | DEF | DEF | 2023: 1449.2881; 2024: 1812.4858; 2025: 1096.2282; 2026: 539.4775; 2027: 193.4465
NSG Vand CT 3 | Gas/Oil:Combustion Turbine | DEF | DEF | 2023: 1773.9422; 2024: 1854.8501; 2025: 1109.0171; 2026: 892.3981; 2027: 238.4254
NSG Vand CT 4 | Gas/Oil:Combustion Turbine | DEF | DEF | 2023: 1968.1316; 2024: 2290.3348; 2025: 1488.5467; 2026: 1159.9305; 2027: 200.2856
Orange Cogen | Gas/Oil:Combined Cycle | DEF | DEF
Orlando Cogen | Gas/Oil:Combined Cycle | DEF | DEF
Osprey 1 0 | Gas/Oil:Combined Cycle | DEF | DEF | 2023: 10668.3173; 2024: 10389.3069
Osprey 1 1 | Gas/Oil:Combined Cycle | DEF | DEF | 2023: 5039.5638; 2024: 5943.2833
Osprey 1 2 | Gas/Oil:Combined Cycle | DEF | DEF | 2023: 411.5117; 2024: 465.9553
OspreyAcq | Gas/Oil:Combined Cycle | DEF | DEF |  | 4732.9057 | 28541.6949 | 27526.1264 | 25844.2451 | 27629.8272 | 24533.7005 | 23834.7942 | 23211.7051 | 21473.9594 | 21575.4071 | 20426.0503 | 20385.4462 | 20464.5016 | 23043.4376 | 19035.3318 | 20612.9845 | 18880.2578 | 16548.568
OspreyAcqDF | Gas/Oil:Combined Cycle | DEF | DEF |  | 29.0268 | 754.6176 | 847.5668 | 656.745 | 703.5946 | 672.1871 | 645.8881 | 438.0162 | 409.5684 | 407.4054 | 607.7061 | 717.0054 | 759.7282 | 852.6238 | 672.231 | 776.8988 | 691.9406 | 657.5698
Pasco County | Renewable:Biomass | DEF | DEF
Pinellas County | Renewable:Biomass | DEF | DEF
Shady Hills 1 | Gas/Oil:Combustion Turbine | DEF | DEF | 2023: 454.2525; 2024: 36.9412
Shady Hills 2 | Gas/Oil:Combustion Turbine | DEF | DEF | 2023: 395.4537; 2024: 42.3528
Shady Hills 3 | Gas/Oil:Combustion Turbine | DEF | DEF | 2023: 540.3218; 2024: 13.2668
Solar 3rdParty Block 1 | Renewable:Solar PV | DEF | DEF
Solar 3rdParty Block 2 | Renewable:Solar PV | DEF | DEF
Solar 3rdParty Block 3 | Renewable:Solar PV | DEF | DEF
Solar DEF Bay Ranch | Renewable:Solar PV | DEF | DEF
Solar DEF Bay Trail | Renewable:Solar PV | DEF | DEF
Solar DEF Charlie Creek | Renewable:Solar PV | DEF | DEF
Solar DEF Columbia | Renewable:Solar PV | DEF | DEF
Solar DEF County Line | Renewable:Solar PV | DEF | DEF
Solar DEF Debary | Renewable:Solar PV | DEF | DEF
Solar DEF Duette | Renewable:Solar PV | DEF | DEF
Solar DEF Falmouth | Renewable:Solar PV | DEF | DEF
Solar DEF Fort Green | Renewable:Solar PV | DEF | DEF
Solar DEF Hamilton | Renewable:Solar PV | DEF | DEF
Solar DEF Hardeetown | Renewable:Solar PV | DEF | DEF
Solar DEF High Spring | Renewable:Solar PV | DEF | DEF
Solar DEF Hildreth | Renewable:Solar PV | DEF | DEF
Solar DEF Lake Placid | Renewable:Solar PV | DEF | DEF
Solar DEF Mule Creek | Renewable:Solar PV | DEF | DEF
Solar DEF NEW 1 | Renewable:Solar PV | DEF | DEF
Solar DEF NEW 1 PTC | Renewable:Solar PV | DEF | DEF
Solar DEF NEW 2 | Renewable:Solar PV | DEF | DEF
Solar DEF NEW 2 PTC | Renewable:Solar PV | DEF | DEF
Solar DEF NEW 3 | Renewable:Solar PV | DEF | DEF
Solar DEF NEW 3 PTC | Renewable:Solar PV | DEF | DEF
Solar DEF NEW 4 | Renewable:Solar PV | DEF | DEF
Solar DEF NEW 4 PTC | Renewable:Solar PV | DEF | DEF
Solar DEF NEW 6 PTC | Renewable:Solar PV | DEF | DEF
Solar DEF Osc Perry Suw | Renewable:Solar PV | DEF | DEF
Solar DEF Sandy Creek | Renewable:Solar PV | DEF | DEF
Solar DEF Santa Fe | Renewable:Solar PV | DEF | DEF
Solar DEF St Pete Pier | Renewable:Solar PV | DEF | DEF
Solar DEF Trenton | Renewable:Solar PV | DEF | DEF
Solar DEF Twin Rivers | Renewable:Solar PV | DEF | DEF
Solar DEF Winquepin | Renewable:Solar PV | DEF | DEF
Solar+Storage DEF NEW 1 | Renewable:Solar PV | DEF | DEF
Solar+Storage DEF NEW 1 PTC + ITC | Renewable:Solar PV | DEF | DEF
Standby | Demand:Demand Response | DEF | DEF
SUWANNEE_P 1 | Gas/Oil:Combustion Turbine | DEF | DEF | 103.766 | 171.7871 | 154.7194 | 155.7727 | 133.1359 | 140.1509 | 157.4691 | 173.2366 | 147.9791 | 121.5086 | 131.5447 | 66.3107
SUWANNEE_P 2 | Gas/Oil:Combustion Turbine | DEF | DEF | 94.6211 | 124.6708 | 102.9869 | 152.0107 | 106.4225 | 147.3869 | 150.0362 | 157.9906 | 121.9644 | 123.1877 | 119.4324 | 53.7905
SUWANNEE_P 3 | Gas/Oil:Combustion Turbine | DEF | DEF | 172.1095 | 221.3003 | 205.2768 | 220.0061 | 187.5962 | 209.2525 | 181.1819 | 211.9523 | 164.7786 | 160.0017 | 160.9035 | 71.787
Tigerbay 1 | Gas/Oil:Combined Cycle | DEF | DEF | 8722.0782 | 8037.6611 | 7455.3827 | 8704.9349 | 7888.4017 | 8138.0037 | 6412.9481 | 6129.5852 | 4608.3072 | 4514.9379 | 3174.0342 | 4788.7903 | 549.3384
U OF FL 1 | Gas/Oil:Combustion Turbine | DEF | DEF | 2023: 3012.936; 2024: 3024.4334; 2025: 2994.8017; 2026: 2981.9013; 2027: 2500.837
Voltage Red | Demand:Demand Response | DEF | DEF
WaterHtr_PP | Demand:Demand Response | DEF | DEF
Total |  |  |  | 280216.3017 | 293452.761 | 279906.2622 | 281175.4693 | 275304.6938 | 274395.3676 | 268724.3402 | 265836.5077 | 259281.9883 | 251693.9691 | 247386.7275 | 231973.707 | 221003.0943 | 224654.0256 | 231273.5544 | 245663.0914 | 259989.965 | 275283.4625 | 289868.9553
Group Totals
Resource | Type | BA | Area | 2023 | 2024 | 2025 | 2026 | 2027 | 2028 | 2029 | 2030 | 2031 | 2032 | 2033 | 2034 | 2035 | 2036 | 2037 | 2038 | 2039 | 2040 | 2041
Total | Coal:Conventional | DEF | DEF | 13569.2166 | 17128.6059 | 17594.1533 | 15248.8813 | 16782.8303 | 23956.1496 | 21907.8273 | 29747.2544 | 43263.9444 | 39069.6773 | 38139.1337 | 15202.1573
Total | Demand:Demand Response | DEF | DEF
Total | Gas/Oil:Combined Cycle | DEF | DEF | 234653.2712 | 242685.7685 | 242494.3257 | 242861.7053 | 239557.2517 | 233497.3166 | 232690.5647 | 224215.9059 | 206811.3035 | 203820.7443 | 201048.6586 | 206146.7631 | 207983.469 | 208822.108 | 211401.7316 | 201269.5114 | 192951.2667 | 179558.7713 | 175061.3887
Total | Gas/Oil:Combustion Turbine | DEF | DEF | 13298.9568 | 13616.0315 | 10444.13 | 8448.9848 | 5286.0786 | 2337.9591 | 2803.0576 | 2598.1657 | 1827.5546 | 1605.9196 | 1653.2306 | 2131.2933 | 2354.3171 | 4907.2192 | 5999.6841 | 3542.8976 | 6706.3815 | 6950.2553 | 5274.6256
Total | Gas/Oil:Steam Turbine | DEF | DEF | 18694.8571 | 20022.3551 | 9373.6531 | 14615.8979 | 13678.5333 | 14603.9423 | 11322.8906 | 9275.1816 | 7379.1858 | 7197.6278 | 6545.7046 | 8493.4933 | 10665.3082 | 10924.6984 | 13872.1386 | 9049.1414 | 7427.5343 | 4437.2283 | 3786.7965
Total | Nuclear:Nuclear | DEF | DEF | 2038: 31801.541; 2039: 52904.7825; 2040: 84337.2078; 2041: 105746.1445
Total | Renewable:Biomass | DEF | DEF
Total | Renewable:Solar PV | DEF | DEF
Total | Storage:Battery | DEF | DEF
Battery Case
Resource | Type | BA | Area | 2023 | 2024 | 2025 | 2026 | 2027 | 2028 | 2029 | 2030 | 2031 | 2032 | 2033 | 2034 | 2035 | 2036 | 2037 | 2038 | 2039 | 2040 | 2041
AC | Demand:Demand Response | DEF | DEF
Anclote 1 | Gas/Oil:Steam Turbine | DEF | DEF | 10214.6232 | 11871.4027 | 4989.7083 | 8604.7583 | 8337.9301 | 7386.3112 | 6088.499 | 5558.1127 | 3418.5663 | 3876.6238 | 3493.1284 | 5099.8152 | 6052.2202 | 5997.827 | 8013.531 | 5840.3228 | 6338.1958 | 3304.9688 | 3120.5492
Anclote 2 | Gas/Oil:Steam Turbine | DEF | DEF | 8565.2571 | 8150.9524 | 4383.9448 | 5759.7592 | 5900.2874 | 6633.447 | 4453.0407 | 3737.514 | 4108.9559 | 3418.8291 | 3131.1335 | 3628.9413 | 4851.5255 | 5244.3064 | 6050.3332 | 3232.6238 | 1602.4595 | 1254.4437 | 1025.8286
As Avail | Gas/Oil:Combined Cycle | DEF | DEF
As Avail PCS | Renewable:Biomass | DEF | DEF
Bartow CC 1 0 | Gas/Oil:Combined Cycle | DEF | DEF | 45014.5561 | 42717.8943 | 45953.9015 | 45269.077 | 42506.4769 | 42732.796 | 45685.535 | 45655.8953 | 46248.11 | 46011.7465 | 44486.6311 | 46640.477 | 47876.4682 | 48941.3898 | 44319.559 | 48235.572 | 48598.9618 | 48116.0682 | 45220.9375
Bartow CC 1 PAG | Gas/Oil:Combined Cycle | DEF | DEF | 1473.5807 | 1400.3446 | 1017.1094 | 1095.9666 | 1004.0619 | 984.7305 | 955.2274 | 701.5749 | 575.9434 | 595.2141 | 511.9938 | 834.4761 | 978.0463 | 946.8694 | 1036.9899 | 918.2272 | 1008.7893 | 861.9106 | 830.5345
BARTOW_P 1 | Gas/Oil:Combustion Turbine | DEF | DEF | 2026: 1.5211
BARTOW_P 2 | Gas/Oil:Combustion Turbine | DEF | DEF | 18.385 | 27.5267 | 25.6537 | 26.5083 | 17.7678 | 36.83 | 36.3157 | 43.2945 | 29.1895 | 28.7052 | 31.2339 | 13.5129
BARTOW_P 3 | Gas/Oil:Combustion Turbine | DEF | DEF | 2026: 1.7022; 2027: 0.79851
BARTOW_P 4 | Gas/Oil:Combustion Turbine | DEF | DEF | 27.5674 | 34.0472 | 64.6627 | 78.9886 | 34.8744 | 60.0162 | 79.5671 | 67.2248 | 57.5025 | 49.0341 | 43.2313 | 30.6753
Battery 2 Hours | Storage:Battery | DEF | DEF
Battery 4 Hours | Storage:Battery | DEF | DEF
BAYBORO_P 1 | Gas/Oil:Combustion Turbine | DEF | DEF | 2024: 2.1269
BAYBORO_P 2 | Gas/Oil:Combustion Turbine | DEF | DEF | 2023: 0.40092; 2024: 0.40092; 2025: 0.47982
BAYBORO_P 3 | Gas/Oil:Combustion Turbine | DEF | DEF
BAYBORO_P 4 | Gas/Oil:Combustion Turbine | DEF | DEF | 2024: 0.46888
Citrus CC 1 | Gas/Oil:Combined Cycle | DEF | DEF | 38948.134 | 39998.0459 | 37152.825 | 40594.7795 | 39922.3271 | 35687.3841 | 38164.9924 | 37299.6969 | 34731.0255 | 35636.7722 | 35233.2637 | 35139.9304 | 34444.5992 | 34735.312 | 32605.7077 | 33875.5042 | 33484.4295 | 30786.0538 | 31931.1881
Citrus CC 1 Duct | Gas/Oil:Combined Cycle | DEF | DEF | 1817.0628 | 1824.5416 | 1228.4333 | 1371.3947 | 1262.3261 | 1167.9381 | 1140.1556 | 851.2968 | 679.2204 | 719.8792 | 720.7715 | 993.6884 | 1210.1508 | 1230.5537 | 1363.9195 | 1122.2213 | 1273.2895 | 1048.1694 | 1178.509
Citrus CC 2 | Gas/Oil:Combined Cycle | DEF | DEF | 38785.6726 | 39875.2244 | 39584.2491 | 37604.7015 | 40869.4106 | 35705.8994 | 38944.8882 | 38265.9832 | 34233.2256 | 35820.5699 | 35311.2069 | 35420.3092 | 34753.6008 | 34654.4866 | 32513.4217 | 33438.8721 | 33877.7705 | 29351.4125 | 32676.1737
Citrus CC 2 Duct | Gas/Oil:Combined Cycle | DEF | DEF | 1721.9538 | 1884.8322 | 1320.787 | 1080.1912 | 1203.7222 | 1119.7908 | 1164.1593 | 779.8027 | 643.386 | 651.9737 | 653.5204 | 944.5743 | 1129.3532 | 1213.0902 | 1199.1699 | 1025.4386 | 1190.1074 | 1053.1163 | 1069.8052
Crystal 4 | Coal:Conventional | DEF | DEF | 8229.8276 | 8610.1252 | 8958.8622 | 7747.9438 | 9101.0427 | 11953.9675 | 12458.4482 | 14956.4181 | 22884.5161 | 17714.1406 | 20195.0478 | 7727.6233
Crystal 5 | Coal:Conventional | DEF | DEF | 5283.7115 | 8518.4807 | 8635.2911 | 7553.5975 | 6729.4665 | 11345.556 | 9400.6159 | 15191.624 | 18786.9153 | 21026.0338 | 18739.7522 | 6819.1169
DEBARY 10 | Gas/Oil:Combustion Turbine | DEF | DEF | 2025: 1.6288; 2026: 1.6882; 2027: 2.52; 2028: 10.0642; 2029: 30.8127; 2030: 19.2152; 2033: 8.1804; 2034: 6.8968; 2035: 16.8839
DEBARY 2 | Gas/Oil:Combustion Turbine | DEF | DEF | 2024: 2.4027
DEBARY 3 | Gas/Oil:Combustion Turbine | DEF | DEF | 2025: 1.8641; 2026: 2.1019; 2027: 2.2556
DEBARY 4 | Gas/Oil:Combustion Turbine | DEF | DEF | 2024: 1.2221; 2025: 2.2751; 2026: 4.5549
DEBARY 5 | Gas/Oil:Combustion Turbine | DEF | DEF | 2024: 1.3856
DEBARY 6 | Gas/Oil:Combustion Turbine | DEF | DEF | 2023: 1.4717; 2024: 2.8246; 2025: 0.42808; 2026: 4.5712; 2027: 1.5743
DEBARY 7 | Gas/Oil:Combustion Turbine | DEF | DEF | 193.4762 | 172.8968 | 245.5929 | 210.0563 | 161.4634 | 194.4911 | 215.8401 | 210.3769 | 141.0274 | 132.0965 | 116.3701 | 161.1265 | 131.0833 | 30.8016
DEBARY 8 | Gas/Oil:Combustion Turbine | DEF | DEF | 217.3384 | 297.0689 | 284.2175 | 251.4022 | 161.2726 | 228.1681 | 199.6661 | 206.2689 | 169.6906 | 191.3241 | 150.5858 | 198.3982 | 151.1165 | 70.854
DEBARY 9 | Gas/Oil:Combustion Turbine | DEF | DEF | 286.3551 | 324.711 | 269.3732 | 213.8907 | 179.7965 | 236.6144 | 229.4016 | 242.4127 | 182.2052 | 178.9746 | 154.7152 | 222.2938 | 245.3895 | 47.3464
DEF Nuclear GE X300 PTC | Nuclear:Nuclear | DEF | DEF | 2038: 31818.5315; 2039: 52850.337; 2040: 84337.2088; 2041: 105802.8
Gen 190MW CT | Gas/Oil:Combustion Turbine | DEF | DEF | 2034: 137.344; 2035: 538.0616; 2036: 3041.3729; 2037: 3357.6147; 2038: 2269.8774; 2039: 5120.436; 2040: 5318.8281; 2041: 3517.4249
Gen 190MW CT Ave | Gas/Oil:Combustion Turbine | DEF | DEF | 2039: 1313.4766; 2040: 1671.2015; 2041: 1402.4416
HEAT | Demand:Demand Response | DEF | DEF
Hines CC 1 | Gas/Oil:Combined Cycle | DEF | DEF | 20006.6721 | 19910.7987 | 20239.4113 | 15459.2977 | 16184.3609 | 14096.6737 | 14097.5947 | 11070.8881 | 7686.144 | 6300.6486 | 7319.5748 | 8578.1236 | 11206.3367 | 10548.1737 | 14798.0486 | 10192.3231 | 2594.6043
Hines CC 2 | Gas/Oil:Combined Cycle | DEF | DEF | 20536.2244 | 21771.5029 | 21917.5241 | 23543.5292 | 21138.0004 | 22125.8156 | 18558.7125 | 19197.4454 | 16866.0449 | 14291.7013 | 13013.769 | 15336.4085 | 17053.2996 | 15907.6115 | 18203.0462 | 15734.7125 | 13526.2217 | 14552.7382 | 12821.268
Hines CC 3 | Gas/Oil:Combined Cycle | DEF | DEF | 21754.8749 | 21605.7318 | 20421.2478 | 20838.0238 | 24281.3007 | 22532.1724 | 22798.1722 | 19247.928 | 21336.5093 | 18814.0084 | 19952.9616 | 18598.9706 | 20380.5292 | 19230.674 | 22419.5006 | 18014.4762 | 18221.5265 | 16410.476 | 16867.2197
Hines CC 4 | Gas/Oil:Combined Cycle | DEF | DEF | 19563.2456 | 22098.713 | 16907.1419 | 19086.8463 | 17510.3413 | 21615.0276 | 19817.5721 | 20475.1505 | 16686.5997 | 19285.2779 | 18301.5969 | 18535.9036 | 17175.7167 | 19748.5659 | 19010.8697 | 18958.4059 | 18017.0986 | 17887.1102 | 15362.6972
INT CITY 1 | Gas/Oil:Combustion Turbine | DEF | DEF | 2024: 1.0376; 2025: 0.53459; 2026: 1.2198; 2027: 2.38; 2028: 3.8289; 2029: 14.6616; 2030: 5.9781; 2031: 4.8038; 2032: 2.0431; 2033: 6.0691; 2034: 1.9528
INT CITY 10 | Gas/Oil:Combustion Turbine | DEF | DEF | 68.7235 | 146.4537 | 132.1019 | 81.1522 | 66.2652 | 86.1194 | 135.8361 | 121.8265 | 87.9837 | 57.1153 | 72.1817 | 107.7768 | 152.9868 | 189.0134 | 322.341 | 63.0587
INT CITY 11 | Gas/Oil:Combustion Turbine | DEF | DEF | 2.9834 | 5.7063 | 11.1954 | 14.7085 | 5.0544 | 22.7616 | 51.2683 | 35.2293 | 10.503 | 9.6453 | 27.7802 | 11.3948 | 28.341 | 36.8249 | 78.0065 | 51.8678 | 6.4231 | 5.5342 | 4.3916
INT CITY 12 | Gas/Oil:Combustion Turbine | DEF | DEF | 87.6961 | 87.1498 | 94.22 | 63.5353 | 47.6384 | 65.9256 | 129.6413 | 94.9952 | 65.3354 | 27.9063 | 52.3449 | 112.5033 | 101.2205 | 213.0424 | 295.841 | 262.1902 | 38.9009 | 25.4866 | 53.3257
INT CITY 13 | Gas/Oil:Combustion Turbine | DEF | DEF | 133.0168 | 146.401 | 133.5664 | 118.892 | 122.9272 | 116.4074 | 164.1373 | 84.7502 | 75.995 | 80.8404 | 87.2299 | 133.8104 | 164.0303 | 248.6368 | 401.1031 | 352.4107 | 88.5442 | 83.5934 | 65.4617
INT CITY 14 | Gas/Oil:Combustion Turbine | DEF | DEF | 172.9328 | 173.4064 | 184.7845 | 176.6272 | 85.9303 | 158.4481 | 136.5212 | 140.1038 | 78.256 | 68.3316 | 79.6776 | 163.1538 | 156.7272 | 279.3761 | 498.345 | 380.3998 | 98.294 | 97.3444 | 129.4982
INT CITY 2 | Gas/Oil:Combustion Turbine | DEF | DEF | 2028: 2.1504; 2029: 4.3907; 2030: 8.9522; 2031: 2.472; 2032: 1.0318; 2033: 4.5542
INT CITY 3 | Gas/Oil:Combustion Turbine | DEF | DEF | 2024: 1.0521; 2025: 0.52605; 2026: 1.5308; 2027: 1.8111; 2028: 4.2155; 2029: 11.5002; 2030: 9.8369; 2031: 3.9643; 2032: 1.1704; 2033: 5.6187; 2034: 1.0284
INT CITY 4 | Gas/Oil:Combustion Turbine | DEF | DEF | 2024: 1.0808; 2025: 1.5985; 2026: 3.2805; 2027: 2.4409; 2028: 4.459; 2029: 14.5987; 2030: 10.9251; 2031: 4.6935; 2032: 2.3378; 2033: 6.8505; 2034: 1.2595
INT CITY 5 | Gas/Oil:Combustion Turbine | DEF | DEF | 2026: 1.5406; 2028: 2.8759; 2029: 9.6563; 2030: 8.5274; 2031: 2.8719; 2032: 0.59081; 2033: 4.941
INT CITY 6 | Gas/Oil:Combustion Turbine | DEF | DEF | 2024: 3.0054; 2025: 1.0393; 2026: 4.248; 2027: 2.7748; 2028: 0.51965; 2029: 18.1465; 2030: 13.5255; 2031: 4.5893; 2032: 1.6747; 2033: 7.2989; 2034: 1.5158
INT CITY 7 | Gas/Oil:Combustion Turbine | DEF | DEF | 276.6029 | 389.1866 | 340.7296 | 272.3096 | 197.5932 | 225.6646 | 226.712 | 234.8862 | 205.6763 | 175.6694 | 153.6254 | 251.2484 | 301.8086 | 376.5165 | 492.9442 | 186.5721
INT CITY 8 | Gas/Oil:Combustion Turbine | DEF | DEF | 198.1378 | 268.2594 | 259.1928 | 188.8646 | 138.8218 | 179.2236 | 205.4747 | 203.3854 | 146.2614 | 141.1239 | 123.9219 | 255.4202 | 231.2148 | 294.2808 | 391.6527 | 116.0209
INT CITY 9 | Gas/Oil:Combustion Turbine | DEF | DEF | 154.3435 | 295.4822 | 245.4902 | 185.7234 | 126.1102 | 181.3109 | 225.9495 | 180.7732 | 143.3638 | 111.8062 | 107.2186 | 244.2557 | 250.0131 | 300.1821 | 385.6827 | 130.1285
INTER | Demand:Demand Response | DEF | DEF
Mulberry | Gas/Oil:Combined Cycle | DEF | DEF
NSG Vand CT 1 | Gas/Oil:Combustion Turbine | DEF | DEF | 2023: 1439.0055; 2024: 1638.3049; 2025: 991.3981; 2026: 491.893; 2027: 211.9616
NSG Vand CT 2 | Gas/Oil:Combustion Turbine | DEF | DEF | 2023: 1535.8201; 2024: 1812.4858; 2025: 1096.2282; 2026: 523.3724; 2027: 222.5431
NSG Vand CT 3 | Gas/Oil:Combustion Turbine | DEF | DEF | 2023: 1778.5786; 2024: 1854.8501; 2025: 1109.0171; 2026: 928.8214; 2027: 238.7063
NSG Vand CT 4 | Gas/Oil:Combustion Turbine | DEF | DEF | 2023: 1911.1005; 2024: 2290.3348; 2025: 1488.5467; 2026: 1118.9385; 2027: 239.4901
Orange Cogen | Gas/Oil:Combined Cycle | DEF | DEF
Orlando Cogen | Gas/Oil:Combined Cycle | DEF | DEF
Osprey 1 0 | Gas/Oil:Combined Cycle | DEF | DEF | 2023: 10696.7318; 2024: 10389.3069
Osprey 1 1 | Gas/Oil:Combined Cycle | DEF | DEF | 2023: 5068.4703; 2024: 5943.2833
Osprey 1 2 | Gas/Oil:Combined Cycle | DEF | DEF | 2023: 412.9631; 2024: 465.9553
OspreyAcq | Gas/Oil:Combined Cycle | DEF | DEF |  | 4732.9057 | 28541.6949 | 27444.7576 | 25712.529 | 27554.5792 | 24467.8361 | 24042.8296 | 23102.1838 | 21258.2529 | 21556.2238 | 20265.6318 | 20451.8671 | 20657.4765 | 22932.947 | 19022.3628 | 20381.0668 | 18718.6304 | 16548.2664
OspreyAcqDF | Gas/Oil:Combined Cycle | DEF | DEF |  | 29.0268 | 754.6176 | 848.4773 | 664.3346 | 694.8688 | 670.2959 | 648.6389 | 452.5303 | 418.168 | 414.3318 | 611.4165 | 730.3393 | 764.8576 | 849.0145 | 671.8973 | 785.505 | 697.897 | 666.3409
Pasco County | Renewable:Biomass | DEF | DEF
Pinellas County | Renewable:Biomass | DEF | DEF
Shady Hills 1 | Gas/Oil:Combustion Turbine | DEF | DEF | 2023: 492.3681; 2024: 36.9412
Shady Hills 2 | Gas/Oil:Combustion Turbine | DEF | DEF | 2023: 435.9473; 2024: 42.3528
Shady Hills 3 | Gas/Oil:Combustion Turbine | DEF | DEF | 2023: 472.0332; 2024: 13.2668
Solar 3rdParty Block 1 | Renewable:Solar PV | DEF | DEF
Solar 3rdParty Block 2 | Renewable:Solar PV | DEF | DEF
Solar 3rdParty Block 3 | Renewable:Solar PV | DEF | DEF
Solar DEF Bay Ranch | Renewable:Solar PV | DEF | DEF
Solar DEF Bay Trail | Renewable:Solar PV | DEF | DEF
Solar DEF Charlie Creek | Renewable:Solar PV | DEF | DEF
Solar DEF Columbia | Renewable:Solar PV | DEF | DEF
Solar DEF County Line | Renewable:Solar PV | DEF | DEF
Solar DEF Debary | Renewable:Solar PV | DEF | DEF
Solar DEF Duette | Renewable:Solar PV | DEF | DEF
Solar DEF Falmouth | Renewable:Solar PV | DEF | DEF
Solar DEF Fort Green | Renewable:Solar PV | DEF | DEF
Solar DEF Hamilton | Renewable:Solar PV | DEF | DEF
Solar DEF Hardeetown | Renewable:Solar PV | DEF | DEF
Solar DEF High Spring | Renewable:Solar PV | DEF | DEF
Solar DEF Hildreth | Renewable:Solar PV | DEF | DEF
Solar DEF Lake Placid | Renewable:Solar PV | DEF | DEF
Solar DEF Mule Creek | Renewable:Solar PV | DEF | DEF
Solar DEF NEW 1 | Renewable:Solar PV | DEF | DEF
Solar DEF NEW 1 PTC | Renewable:Solar PV | DEF | DEF
Solar DEF NEW 2 | Renewable:Solar PV | DEF | DEF
Solar DEF NEW 2 PTC | Renewable:Solar PV | DEF | DEF
Solar DEF NEW 3 | Renewable:Solar PV | DEF | DEF
Solar DEF NEW 3 PTC | Renewable:Solar PV | DEF | DEF
Solar DEF NEW 4 | Renewable:Solar PV | DEF | DEF
Solar DEF NEW 4 PTC | Renewable:Solar PV | DEF | DEF
Solar DEF NEW 6 PTC | Renewable:Solar PV | DEF | DEF
Solar DEF Osc Perry Suw | Renewable:Solar PV | DEF | DEF
Solar DEF Sandy Creek | Renewable:Solar PV | DEF | DEF
Solar DEF Santa Fe | Renewable:Solar PV | DEF | DEF
Solar DEF St Pete Pier | Renewable:Solar PV | DEF | DEF
Solar DEF Trenton | Renewable:Solar PV | DEF | DEF
Solar DEF Twin Rivers | Renewable:Solar PV | DEF | DEF
Solar DEF Winquepin | Renewable:Solar PV | DEF | DEF
Solar+Storage DEF NEW 1 | Renewable:Solar PV | DEF | DEF
Solar+Storage DEF NEW 1 PTC + ITC | Renewable:Solar PV | DEF | DEF
Standby | Demand:Demand Response | DEF | DEF
SUWANNEE_P 1 | Gas/Oil:Combustion Turbine | DEF | DEF | 108.8065 | 171.7871 | 154.7194 | 157.737 | 103.1313 | 125.6727 | 144.2444 | 177.3014 | 143.8156 | 121.8554 | 130.3814 | 59.147
SUWANNEE_P 2 | Gas/Oil:Combustion Turbine | DEF | DEF | 92.2261 | 124.6708 | 102.9869 | 142.5646 | 79.0361 | 127.9722 | 133.6489 | 153.6732 | 124.3951 | 120.4602 | 113.8203 | 51.9978
SUWANNEE_P 3 | Gas/Oil:Combustion Turbine | DEF | DEF | 162.6664 | 221.3003 | 205.2768 | 222.9356 | 154.0148 | 192.8445 | 192.799 | 200.7175 | 160.0466 | 161.2964 | 156.1276 | 70.1279
Tigerbay 1 | Gas/Oil:Combined Cycle | DEF | DEF | 8869.645 | 8037.6611 | 7455.3827 | 8712.9307 | 7579.8485 | 8277.4553 | 6774.739 | 5599.7892 | 4538.6976 | 4207.0418 | 3168.8854 | 4598.3382 | 551.0303
U OF FL 1 | Gas/Oil:Combustion Turbine | DEF | DEF | 2023: 3013.5309; 2024: 3024.4334; 2025: 2994.8017; 2026: 2981.0143; 2027: 2502.0298
Voltage Red | Demand:Demand Response | DEF | DEF
WaterHtr_PP | Demand:Demand Response | DEF | DEF
Total |  |  |  | 280244.7214 | 293452.761 | 279906.2622 | 281093.9272 | 275020.7507 | 273880.9972 | 268251.2738 | 265754.7683 | 258823.216 | 251711.9151 | 247847.7513 | 232010.5851 | 221313.9603 | 224949.4422 | 231539.5895 | 245914.0176 | 260416.4379 | 275582.1922 | 290294.6618
Group Totals
Resource | Type | BA | Area | 2023 | 2024 | 2025 | 2026 | 2027 | 2028 | 2029 | 2030 | 2031 | 2032 | 2033 | 2034 | 2035 | 2036 | 2037 | 2038 | 2039 | 2040 | 2041
Total | Coal:Conventional | DEF | DEF | 13513.5391 | 17128.6059 | 17594.1533 | 15301.5412 | 15830.5093 | 23299.5236 | 21859.064 | 30148.0421 | 41671.4313 | 38740.1744 | 38934.8 | 14546.7402
Total | Demand:Demand Response | DEF | DEF
Total | Gas/Oil:Combined Cycle | DEF | DEF | 234669.7873 | 242685.7685 | 242494.3257 | 242949.9732 | 239839.0403 | 234295.1316 | 233239.8805 | 223836.9193 | 207779.6206 | 204011.2544 | 200644.7308 | 206498.2483 | 207941.3376 | 208579.061 | 211252.1943 | 201210.0132 | 192959.3708 | 179483.5827 | 175172.9402
Total | Gas/Oil:Combustion Turbine | DEF | DEF | 13281.5148 | 13616.0315 | 10444.13 | 8477.8953 | 5112.9836 | 2266.5838 | 2610.7897 | 2474.1802 | 1844.6418 | 1665.0335 | 1643.9586 | 2236.8401 | 2468.8771 | 5128.2479 | 6223.5309 | 3812.5263 | 6666.0747 | 7201.9882 | 5172.5438
Total | Gas/Oil:Steam Turbine | DEF | DEF | 18779.8802 | 20022.3551 | 9373.6531 | 14364.5175 | 14238.2175 | 14019.7582 | 10541.5397 | 9295.6267 | 7527.5223 | 7295.4529 | 6624.2619 | 8728.7565 | 10903.7457 | 11242.1333 | 14063.8643 | 9072.9466 | 7940.6553 | 4559.4125 | 4146.3778
Total | Nuclear:Nuclear | DEF | DEF | 2038: 31818.5315; 2039: 52850.337; 2040: 84337.2088; 2041: 105802.8
Total | Renewable:Biomass | DEF | DEF
Total | Renewable:Solar PV | DEF | DEF
Total | Storage:Battery | DEF | DEF

## Fuel Cost
Fuel Cost ($000)
Base Case
Resource | Type | BA | Area | 2023 | 2024 | 2025 | 2026 | 2027 | 2028 | 2029 | 2030 | 2031 | 2032 | 2033 | 2034 | 2035 | 2036 | 2037 | 2038 | 2039 | 2040 | 2041
AC | Demand:Demand Response | DEF | DEF
Anclote 1 | Gas/Oil:Steam Turbine | DEF | DEF | 63407.8116 | 62268.4249 | 25627.235 | 43721.4783 | 41430.7483 | 40707.3255 | 32359.0425 | 28792.882 | 17418.8846 | 20799.287 | 19786.417 | 27911.9447 | 32913.0211 | 33208.5535 | 48296.2242 | 36747.0278 | 39669.4527 | 22052.6467 | 19457.0316
Anclote 2 | Gas/Oil:Steam Turbine | DEF | DEF | 52419.8324 | 42495.8325 | 22175.6464 | 29499.9066 | 28365.1071 | 37224.2633 | 27107.1565 | 19203.5867 | 21390.8467 | 17560.7103 | 16280.1729 | 19876.1444 | 28099.7169 | 30430.9908 | 36273.5597 | 20029.7744 | 8461.9695 | 8296.0953 | 7760.0991
As Avail | Gas/Oil:Combined Cycle | DEF | DEF
As Avail PCS | Renewable:Biomass | DEF | DEF
Bartow CC 1 0 | Gas/Oil:Combined Cycle | DEF | DEF | 294082.2617 | 231186.9202 | 237479.4775 | 230802.8467 | 217632.4365 | 226280.2012 | 242007.0898 | 235489.8564 | 240698.6602 | 245748.0186 | 245345.1396 | 265179.7627 | 274918.334 | 287713.6328 | 271945.3574 | 304017.375 | 317735.6426 | 330340.0234 | 324718.8525
Bartow CC 1 PAG | Gas/Oil:Combined Cycle | DEF | DEF | 9115.7822 | 7294.3327 | 5167.639 | 5469.9638 | 4943.535 | 5155.2287 | 4960.6822 | 3538.5213 | 2792.4365 | 2876.9083 | 2618.1532 | 4409.2737 | 5454.3714 | 5371.9929 | 6172.1353 | 5631.7061 | 6432.3023 | 5636.1 | 5756.3185
BARTOW_P 1 | Gas/Oil:Combustion Turbine | DEF | DEF | 2026: 29.2339
BARTOW_P 2 | Gas/Oil:Combustion Turbine | DEF | DEF | 92.4785 | 151.4516 | 133.8404 | 122.3416 | 60.2394 | 167.402 | 287.9235 | 318.165 | 127.1004 | 146.3829 | 166.6431 | 120.9582
BARTOW_P 3 | Gas/Oil:Combustion Turbine | DEF | DEF | 2026: 32.7153
BARTOW_P 4 | Gas/Oil:Combustion Turbine | DEF | DEF | 222.2309 | 208.9323 | 343.1479 | 361.5071 | 199.2419 | 275.2308 | 465.945 | 364.4368 | 357.9428 | 307.3602 | 279.523 | 161.1139
Battery 4 Hours | Storage:Battery | DEF | DEF
BAYBORO_P 1 | Gas/Oil:Combustion Turbine | DEF | DEF | 2024: 41.0239
BAYBORO_P 2 | Gas/Oil:Combustion Turbine | DEF | DEF | 2023: 8.2875; 2024: 7.6885; 2025: 8.6726
BAYBORO_P 3 | Gas/Oil:Combustion Turbine | DEF | DEF
BAYBORO_P 4 | Gas/Oil:Combustion Turbine | DEF | DEF | 2024: 8.9919
Citrus CC 1 | Gas/Oil:Combined Cycle | DEF | DEF | 257068.4077 | 218962.3975 | 193399.9951 | 208315.6875 | 203398.0459 | 185910.2285 | 199440.4917 | 190591.5645 | 178171.3193 | 189164.1084 | 191482.2666 | 197233.3435 | 194191.5698 | 203127.9038 | 194294.0151 | 212165.7213 | 215754.584 | 211161.9951 | 224720.7588
Citrus CC 1 Duct | Gas/Oil:Combined Cycle | DEF | DEF | 11217.6787 | 9542.7888 | 6196.2063 | 6817.8459 | 6176.4927 | 6133.942 | 5889.9677 | 4297.309 | 3288.7133 | 3575.9374 | 3682.6738 | 5262.8076 | 6596.2834 | 7012.0215 | 8098.8258 | 6887.2208 | 8086.5699 | 7072.0806 | 7831.9636
Citrus CC 2 | Gas/Oil:Combined Cycle | DEF | DEF | 259628.7734 | 219166.7178 | 205492.27 | 191312.4609 | 210014.6104 | 186467.0244 | 202616.375 | 195626.3057 | 174748.7065 | 190387.3271 | 192638.6187 | 199106.3232 | 198340.8706 | 203124.1006 | 196996.4729 | 210088.3623 | 220119.1826 | 196989.5315 | 234030.3486
Citrus CC 2 Duct | Gas/Oil:Combined Cycle | DEF | DEF | 10570.4296 | 9772.3578 | 6636.9952 | 5304.7412 | 5868.047 | 5829.9588 | 5944.438 | 3925.2882 | 3114.0478 | 3113.1393 | 3328.5274 | 4989.1022 | 6032.7635 | 6761.7549 | 6998.9818 | 6365.29 | 7448.5152 | 6801.413 | 7258.0566
Crystal 4 | Coal:Conventional | DEF | DEF | 62478.4561 | 53825.6565 | 49665.7778 | 43655.6594 | 53369.896 | 71283.579 | 62072.8262 | 68233.3175 | 98217.3077 | 73283.6299 | 83370.0218 | 36349.8508
Crystal 5 | Coal:Conventional | DEF | DEF | 40418.319 | 53472.7976 | 47833.484 | 43048.6801 | 43622.3174 | 61698.0918 | 48242.5404 | 66465.4939 | 74966.8923 | 86399.1442 | 75874.8118 | 28906.3438
DEBARY 10 | Gas/Oil:Combustion Turbine | DEF | DEF | 2025: 29.3948; 2026: 34.6555; 2028: 92.8633; 2029: 557.148; 2030: 270.155; 2032: 26.974; 2033: 129.0611; 2034: 90.602; 2035: 240.1361
DEBARY 2 | Gas/Oil:Combustion Turbine | DEF | DEF | 2024: 46.2444
DEBARY 3 | Gas/Oil:Combustion Turbine | DEF | DEF | 2025: 33.7393; 2026: 79.428; 2027: 15.4853
DEBARY 4 | Gas/Oil:Combustion Turbine | DEF | DEF | 2024: 23.5213; 2025: 41.1963; 2026: 91.0654; 2027: 23.7032
DEBARY 5 | Gas/Oil:Combustion Turbine | DEF | DEF | 2024: 26.5265; 2027: 36.9532
DEBARY 6 | Gas/Oil:Combustion Turbine | DEF | DEF | 2023: 48.3344; 2024: 54.3657; 2025: 7.902; 2026: 60.1473; 2027: 35.1544
DEBARY 7 | Gas/Oil:Combustion Turbine | DEF | DEF | 1149.6915 | 940.2023 | 1297.4023 | 1073.9057 | 975.248 | 1136.2058 | 1368.7544 | 1162.3467 | 850.8032 | 701.7599 | 659.4165 | 837.8923 | 724.9263 | 219.1577
DEBARY 8 | Gas/Oil:Combustion Turbine | DEF | DEF | 1522.6592 | 1606.0954 | 1480.0303 | 1223.9258 | 849.8416 | 1285.6096 | 1258.5622 | 1241.0539 | 921.7398 | 976.0778 | 806.2852 | 1076.0858 | 859.5554 | 419.8923
DEBARY 9 | Gas/Oil:Combustion Turbine | DEF | DEF | 1856.1146 | 1748.8108 | 1406.6952 | 1150.6131 | 1056.3438 | 1326.9127 | 1262.6758 | 1284.5424 | 907.504 | 918.1406 | 888.0776 | 1167.1693 | 1282.5728 | 184.6169
DEF Nuclear GE X300 PTC | Nuclear:Nuclear | DEF | DEF | 2038: 27208.7905; 2039: 48124.6868; 2040: 79098.3374; 2041: 101160.9805
Gen 190MW CT | Gas/Oil:Combustion Turbine | DEF | DEF | 2034: 1193.038; 2035: 4334.7663; 2036: 20421.6348; 2037: 22873.8844; 2038: 15397.4881; 2039: 33578.1392; 2040: 35580.7119; 2041: 26676.7579
Gen 190MW CT Ave | Gas/Oil:Combustion Turbine | DEF | DEF | 2039: 8865.9457; 2040: 10753.7154; 2041: 9307.9191
HEAT | Demand:Demand Response | DEF | DEF
Hines CC 1 | Gas/Oil:Combined Cycle | DEF | DEF | 127497.8359 | 110435.0553 | 104513.7969 | 77837.0083 | 83109.407 | 74821.6106 | 78631.5566 | 58652.9574 | 36766.9399 | 30229.6159 | 41360.5424 | 49397.1861 | 66652.2383 | 62973.3975 | 89817.1678 | 62786.5776 | 16585.6704
Hines CC 2 | Gas/Oil:Combined Cycle | DEF | DEF | 134672.998 | 115271.1567 | 111119.6135 | 118082.4331 | 110991.0601 | 113597.7339 | 96495.6348 | 100059.9478 | 84769.6921 | 78719.6948 | 72283.577 | 82808.0811 | 96028.6013 | 92620.8618 | 109710.4194 | 98608.4897 | 89285.332 | 98668.5046 | 90578.7012
Hines CC 3 | Gas/Oil:Combined Cycle | DEF | DEF | 142550.1058 | 115221.7334 | 105014.2686 | 105768.311 | 124120.6191 | 118901.168 | 119665.978 | 99294.751 | 113145.0073 | 97680.0952 | 111796.3071 | 103341.8245 | 118334.5181 | 113665.5439 | 137662.6733 | 112871.7465 | 119572.3406 | 112556.6528 | 119856.2849
Hines CC 4 | Gas/Oil:Combined Cycle | DEF | DEF | 132296.6997 | 120349.8687 | 87044.9729 | 97816.7915 | 89844.0295 | 114962.9067 | 105463.9841 | 107203.8579 | 87076.917 | 103369.6475 | 100835.7266 | 105267.0972 | 98889.3466 | 116979.6055 | 115927.3796 | 119567.4126 | 118067.4089 | 122176.2686 | 110628.5586
INT CITY 1 | Gas/Oil:Combustion Turbine | DEF | DEF | 2024: 20.2326; 2025: 9.8577; 2026: 23.4658; 2027: 10.4602; 2028: 84.9469; 2029: 331.3236; 2030: 113.3359; 2031: 43.8261; 2032: 21.7851; 2033: 103.855; 2034: 20.7068
INT CITY 10 | Gas/Oil:Combustion Turbine | DEF | DEF | 486.4921 | 777.4268 | 683.0166 | 365.6981 | 449.132 | 534.2436 | 799.4308 | 692.4691 | 441.8848 | 311.4939 | 482.8119 | 552.7858 | 697.9279 | 1088.4236 | 2073.9643 | 387.9882
INT CITY 11 | Gas/Oil:Combustion Turbine | DEF | DEF | 62.7989 | 109.2038 | 201.9997 | 265.2814 |  | 307.4626 | 1036.6748 | 568.7891 | 178.1349 | 160.8604 | 384.9182 | 113.7482 | 535.8111 | 454.6808 | 1198.2306 | 1098.0016 | 143.6453 | 99.8605 | 41.2163
INT CITY 12 | Gas/Oil:Combustion Turbine | DEF | DEF | 517.4209 | 464.756 | 489.8259 | 295.2001 | 271.5081 | 395.8912 | 652.1353 | 521.9633 | 325.2825 | 132.0621 | 310.1007 | 530.6288 | 614.6879 | 1217.3728 | 1865.6728 | 1508.5183 | 155.6748 | 329.3141 | 307.4428
INT CITY 13 | Gas/Oil:Combustion Turbine | DEF | DEF | 876.8796 | 790.6983 | 695.0712 | 552.9072 | 556.6762 | 749.9453 | 874.7762 | 626.5 | 321.9491 | 423.9705 | 430.2052 | 616.1996 | 882.1366 | 1537.441 | 2281.7286 | 1993.2793 | 485.0482 | 406.1087 | 530.0444
INT CITY 14 | Gas/Oil:Combustion Turbine | DEF | DEF | 1112.8743 | 938.0903 | 957.0879 | 860.4488 | 565.2136 | 800.7682 | 833.0718 | 655.5825 | 367.2066 | 361.1782 | 458.183 | 924.7144 | 908.2061 | 1655.2609 | 2967.3552 | 2348.7146 | 646.7734 | 843.4673 | 958.8699
INT CITY 2 | Gas/Oil:Combustion Turbine | DEF | DEF | 2028: 39.3679; 2029: 111.0139; 2030: 145.3032; 2031: 19.7531; 2032: 7.9244; 2033: 61.4094
INT CITY 3 | Gas/Oil:Combustion Turbine | DEF | DEF | 2024: 20.0673; 2025: 9.3876; 2026: 42.9632; 2028: 80.9466; 2029: 255.6869; 2030: 159.5384; 2031: 43.138; 2032: 33.7748; 2033: 85.9691; 2034: 16.1773
INT CITY 4 | Gas/Oil:Combustion Turbine | DEF | DEF | 2024: 20.6511; 2025: 28.999; 2026: 44.7513; 2027: 10.4055; 2028: 101.3084; 2029: 362.6217; 2030: 202.8483; 2031: 64.8239; 2032: 35.9102; 2033: 95.7221; 2034: 26.2204
INT CITY 5 | Gas/Oil:Combustion Turbine | DEF | DEF | 2026: 28.3146; 2028: 38.0569; 2029: 234.5126; 2030: 143.1375; 2031: 33.9993; 2032: 9.0753; 2033: 67.9819
INT CITY 6 | Gas/Oil:Combustion Turbine | DEF | DEF | 2024: 57.9008; 2025: 18.701; 2026: 71.7235; 2027: 10.0001; 2028: 34.0833; 2029: 400.5191; 2030: 212.5596; 2031: 57.4129; 2032: 35.7162; 2033: 112.2024; 2034: 46.5945
INT CITY 7 | Gas/Oil:Combustion Turbine | DEF | DEF | 1925.673 | 2038.7651 | 1738.2277 | 1326.8599 | 1259.6002 | 1208.0814 | 1255.4578 | 1262.4272 | 982.1674 | 843.3664 | 857.4416 | 1479.1347 | 1670.3185 | 2047.0013 | 2833.4082 | 1046.7879
INT CITY 8 | Gas/Oil:Combustion Turbine | DEF | DEF | 1239.8491 | 1422.4768 | 1327.3347 | 949.8911 | 1045.184 | 913.407 | 1109.7551 | 1024.5564 | 801.8688 | 660.1449 | 579.6395 | 1264.6596 | 1260.4683 | 1546.9757 | 2463.8807 | 722.1442
INT CITY 9 | Gas/Oil:Combustion Turbine | DEF | DEF | 1029.555 | 1559.5308 | 1248.5531 | 930.1922 | 823.4601 | 993.5374 | 1296.0387 | 1004.5809 | 764.3449 | 562.7622 | 659.8668 | 1374.8155 | 1288.3623 | 1440.3218 | 2218.8269 | 666.9458
INTER | Demand:Demand Response | DEF | DEF
Mulberry | Gas/Oil:Combined Cycle | DEF | DEF
NSG Vand CT 1 | Gas/Oil:Combustion Turbine | DEF | DEF | 2023: 9248.7994; 2024: 8321.8489; 2025: 4921.8349; 2026: 2466.655; 2027: 940.3312
NSG Vand CT 2 | Gas/Oil:Combustion Turbine | DEF | DEF | 2023: 8830.2343; 2024: 9235.5972; 2025: 5436.1931; 2026: 2654.933; 2027: 971.1223
NSG Vand CT 3 | Gas/Oil:Combustion Turbine | DEF | DEF | 2023: 10926.1151; 2024: 9462.574; 2025: 5507.6936; 2026: 4382.7376; 2027: 1209.6423
NSG Vand CT 4 | Gas/Oil:Combustion Turbine | DEF | DEF | 2023: 12135.8637; 2024: 11667.6291; 2025: 7379.6; 2026: 5748.5179; 2027: 1026.7596
Orange Cogen | Gas/Oil:Combined Cycle | DEF | DEF
Orlando Cogen | Gas/Oil:Combined Cycle | DEF | DEF
Osprey 1 0 | Gas/Oil:Combined Cycle | DEF | DEF | 2023: 68200.0627; 2024: 55775.446
Osprey 1 1 | Gas/Oil:Combined Cycle | DEF | DEF | 2023: 31577.0271; 2024: 31862.8696
Osprey 1 2 | Gas/Oil:Combined Cycle | DEF | DEF | 2023: 2494.0271; 2024: 2379.0048
OspreyAcq | Gas/Oil:Combined Cycle | DEF | DEF |  | 26049.207 | 148502.9167 | 139264.4209 | 133876.4343 | 145579.9839 | 129996.7083 | 123353.0317 | 119864.2244 | 114521.0923 | 119181.3899 | 114600.0483 | 117275.6847 | 118720.4255 | 139459.1411 | 119720.8599 | 134075.4927 | 127937.7212 | 117228.4558
OspreyAcqDF | Gas/Oil:Combined Cycle | DEF | DEF |  | 160.6987 | 3764.168 | 4171.9642 | 3307.6716 | 3646.3852 | 3484.4377 | 3281.0404 | 2239.0718 | 2143.0178 | 2206.332 | 3348.6784 | 4020.1692 | 4350.7915 | 5066.4602 | 4139.8247 | 4962.2174 | 4619.879 | 4605.3005
Pasco County | Renewable:Biomass | DEF | DEF
Pinellas County | Renewable:Biomass | DEF | DEF
Shady Hills 1 | Gas/Oil:Combustion Turbine | DEF | DEF | 2023: 2813.0138; 2024: 215.9631
Shady Hills 2 | Gas/Oil:Combustion Turbine | DEF | DEF | 2023: 2524.4921; 2024: 257.2561
Shady Hills 3 | Gas/Oil:Combustion Turbine | DEF | DEF | 2023: 3292.9709; 2024: 87.9719
Solar 3rdParty Block 1 | Renewable:Solar PV | DEF | DEF
Solar 3rdParty Block 2 | Renewable:Solar PV | DEF | DEF
Solar 3rdParty Block 3 | Renewable:Solar PV | DEF | DEF
Solar DEF Bay Ranch | Renewable:Solar PV | DEF | DEF
Solar DEF Bay Trail | Renewable:Solar PV | DEF | DEF
Solar DEF Charlie Creek | Renewable:Solar PV | DEF | DEF
Solar DEF Columbia | Renewable:Solar PV | DEF | DEF
Solar DEF County Line | Renewable:Solar PV | DEF | DEF
Solar DEF Debary | Renewable:Solar PV | DEF | DEF
Solar DEF Duette | Renewable:Solar PV | DEF | DEF
Solar DEF Falmouth | Renewable:Solar PV | DEF | DEF
Solar DEF Fort Green | Renewable:Solar PV | DEF | DEF
Solar DEF Hamilton | Renewable:Solar PV | DEF | DEF
Solar DEF Hardeetown | Renewable:Solar PV | DEF | DEF
Solar DEF High Spring | Renewable:Solar PV | DEF | DEF
Solar DEF Hildreth | Renewable:Solar PV | DEF | DEF
Solar DEF Lake Placid | Renewable:Solar PV | DEF | DEF
Solar DEF Mule Creek | Renewable:Solar PV | DEF | DEF
Solar DEF NEW 1 | Renewable:Solar PV | DEF | DEF
Solar DEF NEW 1 PTC | Renewable:Solar PV | DEF | DEF
Solar DEF NEW 2 | Renewable:Solar PV | DEF | DEF
Solar DEF NEW 2 PTC | Renewable:Solar PV | DEF | DEF
Solar DEF NEW 3 | Renewable:Solar PV | DEF | DEF
Solar DEF NEW 3 PTC | Renewable:Solar PV | DEF | DEF
Solar DEF NEW 4 | Renewable:Solar PV | DEF | DEF
Solar DEF NEW 4 PTC | Renewable:Solar PV | DEF | DEF
Solar DEF NEW 6 PTC | Renewable:Solar PV | DEF | DEF
Solar DEF Osc Perry Suw | Renewable:Solar PV | DEF | DEF
Solar DEF Sandy Creek | Renewable:Solar PV | DEF | DEF
Solar DEF Santa Fe | Renewable:Solar PV | DEF | DEF
Solar DEF St Pete Pier | Renewable:Solar PV | DEF | DEF
Solar DEF Trenton | Renewable:Solar PV | DEF | DEF
Solar DEF Twin Rivers | Renewable:Solar PV | DEF | DEF
Solar DEF Winquepin | Renewable:Solar PV | DEF | DEF
Solar+Storage DEF NEW 1 | Renewable:Solar PV | DEF | DEF
Solar+Storage DEF NEW 1 PTC + ITC | Renewable:Solar PV | DEF | DEF
Standby | Demand:Demand Response | DEF | DEF
SUWANNEE_P 1 | Gas/Oil:Combustion Turbine | DEF | DEF | 706.2893 | 981.917 | 816.2478 | 800.0623 | 705.8018 | 764.6382 | 847.7808 | 914.3503 | 777.6126 | 662.6571 | 732.3839 | 380.4092
SUWANNEE_P 2 | Gas/Oil:Combustion Turbine | DEF | DEF | 638.1498 | 672.8848 | 549.0664 | 781.1614 | 554.8728 | 803.3403 | 803.7085 | 824.8668 | 643.1586 | 661.9822 | 665.9792 | 306.3116
SUWANNEE_P 3 | Gas/Oil:Combustion Turbine | DEF | DEF | 1171.2244 | 1227.9289 | 1084.2149 | 1122.6258 | 992.2716 | 1138.2192 | 970.156 | 1110.5039 | 858.3362 | 863.079 | 899.3968 | 412.4346
Tigerbay 1 | Gas/Oil:Combined Cycle | DEF | DEF | 55735.9792 | 42537.8209 | 37413.8559 | 43697.9126 | 40265.5856 | 43338.8599 | 33765.9501 | 31650.9538 | 23716.1061 | 23885.6992 | 17348.9089 | 26809.7268 | 3259.1188
U OF FL 1 | Gas/Oil:Combustion Turbine | DEF | DEF | 2023: 20147.5396; 2024: 16691.9181; 2025: 15703.8997; 2026: 15372.0234; 2027: 12982.6162
Voltage Red | Demand:Demand Response | DEF | DEF
WaterHtr_PP | Demand:Demand Response | DEF | DEF
Total |  |  |  | 1840018.5198 | 1599938.2308 | 1450637.1525 | 1437934.0643 | 1427973.3122 | 1454810.9599 | 1415520.5321 | 1354484.6774 | 1292275.7634 | 1292321.5114 | 1309336.6599 | 1287509.9395 | 1266306.4833 | 1318294.3564 | 1407495.7656 | 1372006.0472 | 1398256.5942 | 1381420.4271 | 1413413.961
Group Totals
Resource | Type | BA | Area | 2023 | 2024 | 2025 | 2026 | 2027 | 2028 | 2029 | 2030 | 2031 | 2032 | 2033 | 2034 | 2035 | 2036 | 2037 | 2038 | 2039 | 2040 | 2041
Total | Coal:Conventional | DEF | DEF | 102896.7751 | 107298.4541 | 97499.2618 | 86704.3396 | 96992.2133 | 132981.6708 | 110315.3666 | 134698.8114 | 173184.2 | 159682.7741 | 159244.8336 | 65256.1946
Total | Demand:Demand Response | DEF | DEF
Total | Gas/Oil:Combined Cycle | DEF | DEF | 1536708.069 | 1315968.376 | 1251746.1757 | 1234662.3875 | 1233547.9747 | 1230625.2317 | 1228363.294 | 1156965.385 | 1070391.8423 | 1085414.3018 | 1104108.1631 | 1161753.2551 | 1189993.8698 | 1222422.0322 | 1282149.0299 | 1262850.5865 | 1258125.2587 | 1223960.1698 | 1247213.5995
Total | Gas/Oil:Combustion Turbine | DEF | DEF | 84586.0318 | 71907.1432 | 53588.8336 | 43345.9524 | 27637.2688 | 13272.4685 | 17375.6726 | 14824.0122 | 9889.9898 | 8864.4382 | 9917.0733 | 12712.4007 | 15299.8756 | 32232.7799 | 40776.9517 | 25169.868 | 43875.2266 | 48013.1778 | 37822.2504
Total | Gas/Oil:Steam Turbine | DEF | DEF | 115827.644 | 104764.2574 | 47802.8814 | 73221.3849 | 69795.8553 | 77931.5888 | 59466.199 | 47996.4688 | 38809.7313 | 38359.9974 | 36066.5899 | 47788.0891 | 61012.7379 | 63639.5443 | 84569.784 | 56776.8022 | 48131.4222 | 30348.7421 | 27217.1307
Total | Nuclear:Nuclear | DEF | DEF | 2038: 27208.7905; 2039: 48124.6868; 2040: 79098.3374; 2041: 101160.9805
Total | Renewable:Biomass | DEF | DEF
Total | Renewable:Solar PV | DEF | DEF
Total | Storage:Battery | DEF | DEF
Battery Case
Resource | Type | BA | Area | 2023 | 2024 | 2025 | 2026 | 2027 | 2028 | 2029 | 2030 | 2031 | 2032 | 2033 | 2034 | 2035 | 2036 | 2037 | 2038 | 2039 | 2040 | 2041
AC | Demand:Demand Response | DEF | DEF
Anclote 1 | Gas/Oil:Steam Turbine | DEF | DEF | 64051.4599 | 62268.4249 | 25627.235 | 42924.8267 | 42418.1037 | 39366.5058 | 31993.0972 | 28707.6498 | 17957.978 | 20622.6186 | 19089.2069 | 28544.4611 | 34347.7363 | 34701.6215 | 48853.9728 | 36445.4122 | 41159.8192 | 22704.504 | 22517.8533
Anclote 2 | Gas/Oil:Steam Turbine | DEF | DEF | 52297.7632 | 42495.8325 | 22175.6464 | 29086.2306 | 30299.0472 | 35368.864 | 23463.0448 | 19378.4025 | 21573.6588 | 18243.2645 | 17424.1819 | 20527.8952 | 28002.7698 | 30799.1066 | 36887.9674 | 20459.4239 | 10324.1722 | 8388.8801 | 7289.4534
As Avail | Gas/Oil:Combined Cycle | DEF | DEF
As Avail PCS | Renewable:Biomass | DEF | DEF
Bartow CC 1 0 | Gas/Oil:Combined Cycle | DEF | DEF | 294352.7676 | 231186.9202 | 237479.4775 | 230529.2988 | 219889.7969 | 226228.1631 | 243126.5215 | 236930.458 | 240894.1318 | 246083.5654 | 245520.7529 | 264843.7256 | 274872.5537 | 287081.1973 | 270998.0703 | 303603.4648 | 318467.6621 | 329778.3848 | 324133.6465
Bartow CC 1 PAG | Gas/Oil:Combined Cycle | DEF | DEF | 9151.0488 | 7294.3327 | 5167.639 | 5467.5453 | 5099.1937 | 5171.1161 | 5033.7538 | 3615.6738 | 2992.7813 | 3160.6513 | 2798.8565 | 4680.4385 | 5543.1903 | 5473.2714 | 6244.9527 | 5709.3216 | 6531.7215 | 5853.0831 | 5934.4306
BARTOW_P 1 | Gas/Oil:Combustion Turbine | DEF | DEF | 2026: 29.2339
BARTOW_P 2 | Gas/Oil:Combustion Turbine | DEF | DEF | 129.4656 | 151.4516 | 133.8404 | 135.5646 | 97.8887 | 204.1048 | 198.8382 | 225.3624 | 151.6395 | 158.3054 | 173.8048 | 77.2793
BARTOW_P 3 | Gas/Oil:Combustion Turbine | DEF | DEF | 2026: 32.7153; 2027: 15.7508
BARTOW_P 4 | Gas/Oil:Combustion Turbine | DEF | DEF | 203.7586 | 208.9323 | 343.1479 | 404.0529 | 191.2445 | 337.1207 | 431.876 | 354.3394 | 305.1541 | 265.8294 | 241.9218 | 176.3367
Battery 2 Hours | Storage:Battery | DEF | DEF
Battery 4 Hours | Storage:Battery | DEF | DEF
BAYBORO_P 1 | Gas/Oil:Combustion Turbine | DEF | DEF | 2024: 41.0239
BAYBORO_P 2 | Gas/Oil:Combustion Turbine | DEF | DEF | 2023: 8.2875; 2024: 7.6885; 2025: 8.6726
BAYBORO_P 3 | Gas/Oil:Combustion Turbine | DEF | DEF
BAYBORO_P 4 | Gas/Oil:Combustion Turbine | DEF | DEF | 2024: 8.9919
Citrus CC 1 | Gas/Oil:Combined Cycle | DEF | DEF | 257015.5986 | 218962.3975 | 193399.9951 | 208331.4199 | 204381.5098 | 186442.0195 | 200209.1938 | 191131.5825 | 178533.4453 | 188926.4922 | 191305.3926 | 197110.8044 | 194155.835 | 202498.7739 | 193916.9746 | 212232.9583 | 214986.0176 | 210811.6479 | 224086.9131
Citrus CC 1 Duct | Gas/Oil:Combined Cycle | DEF | DEF | 11247.3889 | 9542.7888 | 6196.2063 | 6808.133 | 6301.5207 | 6043.3823 | 5865.0041 | 4307.6185 | 3464.964 | 3775.3611 | 3887.6458 | 5478.0984 | 6721.429 | 7032.4335 | 8051.4161 | 6904.0322 | 8070.8947 | 7055.4366 | 8215.5096
Citrus CC 2 | Gas/Oil:Combined Cycle | DEF | DEF | 259629.3691 | 219166.7178 | 205492.27 | 191439.9512 | 210410.7529 | 186766.0679 | 203186.8838 | 195965.3335 | 174761.426 | 189851.9463 | 192197.6338 | 198560.1045 | 198092.0903 | 202631.9971 | 196054.3831 | 209450.4956 | 220043.2573 | 196132.6926 | 233618.0283
Citrus CC 2 Duct | Gas/Oil:Combined Cycle | DEF | DEF | 10627.6785 | 9772.3578 | 6636.9952 | 5305.5353 | 6023.2357 | 5751.1492 | 5971.6352 | 3925.2698 | 3271.4897 | 3397.8744 | 3516.0563 | 5184.7702 | 6290.9072 | 6935.1245 | 7084.2952 | 6284.1324 | 7568.2968 | 6967.1779 | 7517.0534
Crystal 4 | Coal:Conventional | DEF | DEF | 62337.9231 | 53825.6565 | 49665.7778 | 44002.3906 | 52522.3043 | 66189.8741 | 62566.5101 | 67719.3968 | 91636.502 | 72335.551 | 84304.4157 | 33167.1772
Crystal 5 | Coal:Conventional | DEF | DEF | 40140.1567 | 53472.7976 | 47833.484 | 42999.4757 | 38792.0453 | 63067.416 | 47406.398 | 68783.6411 | 75193.5656 | 85958.3455 | 78299.2312 | 29296.9424
DEBARY 10 | Gas/Oil:Combustion Turbine | DEF | DEF | 2025: 29.3948; 2026: 32.7798; 2027: 51.8463; 2028: 186.3197; 2029: 521.4478; 2030: 300.453; 2033: 128.8987; 2034: 110.4437; 2035: 275.2406
DEBARY 2 | Gas/Oil:Combustion Turbine | DEF | DEF | 2024: 46.2444
DEBARY 3 | Gas/Oil:Combustion Turbine | DEF | DEF | 2025: 33.7393; 2026: 40.5468; 2027: 44.9134
DEBARY 4 | Gas/Oil:Combustion Turbine | DEF | DEF | 2024: 23.5213; 2025: 41.1963; 2026: 88.1729
DEBARY 5 | Gas/Oil:Combustion Turbine | DEF | DEF | 2024: 26.5265
DEBARY 6 | Gas/Oil:Combustion Turbine | DEF | DEF | 2023: 31.054; 2024: 54.3657; 2025: 7.902; 2026: 88.364; 2027: 31.695
DEBARY 7 | Gas/Oil:Combustion Turbine | DEF | DEF | 1297.7176 | 940.2023 | 1297.4023 | 1081.5252 | 872.5237 | 1076.6962 | 1176.3209 | 1117.2124 | 747.3134 | 720.4932 | 660.7865 | 929.3417 | 761.2732 | 193.549
DEBARY 8 | Gas/Oil:Combustion Turbine | DEF | DEF | 1454.2779 | 1606.0954 | 1480.0303 | 1280.9789 | 853.8352 | 1257.4715 | 1081.1162 | 1099.1691 | 901.6676 | 1039.7583 | 845.9495 | 1132.5395 | 881.8599 | 428.724
DEBARY 9 | Gas/Oil:Combustion Turbine | DEF | DEF | 1843.928 | 1748.8108 | 1406.6952 | 1097.9485 | 947.7746 | 1298.2088 | 1244.6902 | 1276.3932 | 963.2842 | 969.9377 | 876.605 | 1274.9118 | 1415.2678 | 275.877
DEF Nuclear GE X300 PTC | Nuclear:Nuclear | DEF | DEF | 2038: 27223.3276; 2039: 48075.1609; 2040: 79098.3394; 2041: 101215.1797
Gen 190MW CT | Gas/Oil:Combustion Turbine | DEF | DEF | 2034: 1205.9647; 2035: 4373.7292; 2036: 20904.356; 2037: 23930.6487; 2038: 16997.001; 2039: 33402.2928; 2040: 36756.8185; 2041: 25187.643
Gen 190MW CT Ave | Gas/Oil:Combustion Turbine | DEF | DEF | 2039: 8582.0511; 2040: 11489.2462; 2041: 10096.323
HEAT | Demand:Demand Response | DEF | DEF
Hines CC 1 | Gas/Oil:Combined Cycle | DEF | DEF | 127293.9375 | 110435.0553 | 104513.7969 | 79065.0657 | 83645.3577 | 74733.9045 | 74542.2178 | 57162.4097 | 40556.259 | 33414.2979 | 40646.7363 | 48689.5234 | 64759.9993 | 61903.2311 | 90687.682 | 63380.929 | 16953.4702
Hines CC 2 | Gas/Oil:Combined Cycle | DEF | DEF | 133365.1436 | 115271.1567 | 111119.6135 | 118671.2178 | 107961.5916 | 116883.2114 | 97523.2896 | 98815.3486 | 87622.4041 | 75990.3071 | 71472.9641 | 86030.1981 | 98001.7399 | 93094.895 | 110651.7224 | 97725.4299 | 88511.6062 | 99425.2415 | 92022.3984
Hines CC 3 | Gas/Oil:Combined Cycle | DEF | DEF | 142523.1013 | 115221.7334 | 105014.2686 | 104922.5496 | 124894.4702 | 118793.6963 | 120909.0806 | 99547.6423 | 111129.4841 | 100604.6196 | 110321.4658 | 105260.2365 | 117519.5581 | 113388.8199 | 137209.4097 | 113544.5529 | 120003.864 | 112634.9744 | 121291.8009
Hines CC 4 | Gas/Oil:Combined Cycle | DEF | DEF | 132260.6553 | 120349.8687 | 87044.9729 | 97811.1211 | 91277.5493 | 115175.8584 | 106286.929 | 106913.126 | 87119.4081 | 103689.2114 | 101647.479 | 105226.1826 | 98718.1653 | 116689.1855 | 116477.0847 | 119887.1499 | 119413.2476 | 123125.2231 | 109582.1436
INT CITY 1 | Gas/Oil:Combustion Turbine | DEF | DEF | 2024: 20.2326; 2025: 9.8577; 2026: 23.4658; 2027: 47.1034; 2028: 70.514; 2029: 247.0837; 2030: 93.0421; 2031: 72.2123; 2032: 31.3842; 2033: 95.2668; 2034: 31.1551
INT CITY 10 | Gas/Oil:Combustion Turbine | DEF | DEF | 464.9159 | 777.4268 | 683.0166 | 415.026 | 353.3298 | 474.7632 | 732.7554 | 636.0981 | 463.1248 | 305.4074 | 407.4438 | 610.5358 | 875.9225 | 1108.9246 | 1969.852 | 398.7896
INT CITY 11 | Gas/Oil:Combustion Turbine | DEF | DEF | 62.7989 | 109.2038 | 201.9997 | 283.4838 | 100.5859 | 423.5269 | 865.2253 | 548.9942 | 157.8826 | 148.1582 | 436.068 | 181.79 | 460.2851 | 607.5238 | 1308.1115 | 890.8141 | 113.0724 | 99.8605 | 81.2239
INT CITY 12 | Gas/Oil:Combustion Turbine | DEF | DEF | 582.7184 | 464.756 | 489.8259 | 320.2819 | 257.0292 | 364.0905 | 698.04 | 492.9074 | 347.2856 | 146.8748 | 292.382 | 630.5838 | 580.0142 | 1270.1437 | 1839.7056 | 1649.8403 | 253.7927 | 173.8592 | 388.4746
INT CITY 13 | Gas/Oil:Combustion Turbine | DEF | DEF | 870.9999 | 790.6983 | 695.0712 | 610.9047 | 660.5593 | 646.9569 | 882.8443 | 445.0778 | 404.5484 | 435.4207 | 491.2664 | 757.4626 | 958.4482 | 1473.1346 | 2471.205 | 2228.3414 | 583.9644 | 579.6427 | 461.4176
INT CITY 14 | Gas/Oil:Combustion Turbine | DEF | DEF | 1175.0116 | 938.0903 | 957.0879 | 888.453 | 460.8032 | 875.4778 | 742.2234 | 734.7183 | 412.2319 | 367.659 | 445.214 | 926.2654 | 903.7186 | 1653.1954 | 3070.267 | 2408.418 | 631.5278 | 667.7744 | 925.8835
INT CITY 2 | Gas/Oil:Combustion Turbine | DEF | DEF | 2028: 39.3679; 2029: 75.101; 2030: 139.937; 2031: 37.159; 2032: 15.8488; 2033: 71.4874
INT CITY 3 | Gas/Oil:Combustion Turbine | DEF | DEF | 2024: 20.0673; 2025: 9.3876; 2026: 29.5151; 2027: 35.8658; 2028: 78.4288; 2029: 193.9692; 2030: 153.5995; 2031: 59.5924; 2032: 17.9774; 2033: 88.1968; 2034: 16.4074
INT CITY 4 | Gas/Oil:Combustion Turbine | DEF | DEF | 2024: 20.6511; 2025: 28.999; 2026: 62.7427; 2027: 48.3083; 2028: 82.0248; 2029: 246.2574; 2030: 170.5195; 2031: 70.5531; 2032: 35.9102; 2033: 107.5321; 2034: 20.0944
INT CITY 5 | Gas/Oil:Combustion Turbine | DEF | DEF | 2026: 29.1915; 2028: 53.118; 2029: 162.43; 2030: 133.2958; 2031: 43.1708; 2032: 9.0753; 2033: 77.559
INT CITY 6 | Gas/Oil:Combustion Turbine | DEF | DEF | 2024: 57.9008; 2025: 18.701; 2026: 81.786; 2027: 54.8974; 2028: 9.8158; 2029: 307.0986; 2030: 211.0327; 2031: 68.9869; 2032: 25.7246; 2033: 114.5717; 2034: 24.1827
INT CITY 7 | Gas/Oil:Combustion Turbine | DEF | DEF | 1817.5061 | 2038.7651 | 1738.2277 | 1381.763 | 1031.6479 | 1216.4791 | 1223.4242 | 1224.7081 | 1081.2394 | 944.1436 | 845.2577 | 1404.9858 | 1722.6555 | 2212.9459 | 3016.1066 | 1179.4034
INT CITY 8 | Gas/Oil:Combustion Turbine | DEF | DEF | 1288.4848 | 1422.4768 | 1327.3347 | 954.2368 | 719.9487 | 977.713 | 1092.5095 | 1048.5073 | 768.0453 | 751.3907 | 691.3454 | 1442.1155 | 1315.6356 | 1725.874 | 2404.6624 | 732.6867
INT CITY 9 | Gas/Oil:Combustion Turbine | DEF | DEF | 1000.5008 | 1559.5308 | 1248.5531 | 939.3075 | 672.6275 | 980.6616 | 1207.4296 | 934.0661 | 752.2678 | 599.7656 | 594.3019 | 1377.9304 | 1415.5458 | 1763.2535 | 2358.6105 | 816.703
INTER | Demand:Demand Response | DEF | DEF
Mulberry | Gas/Oil:Combined Cycle | DEF | DEF
NSG Vand CT 1 | Gas/Oil:Combustion Turbine | DEF | DEF | 2023: 8796.0952; 2024: 8321.8489; 2025: 4921.8349; 2026: 2421.5453; 2027: 1092.7609
NSG Vand CT 2 | Gas/Oil:Combustion Turbine | DEF | DEF | 2023: 9355.806; 2024: 9235.5972; 2025: 5436.1931; 2026: 2566.3277; 2027: 1123.0633
NSG Vand CT 3 | Gas/Oil:Combustion Turbine | DEF | DEF | 2023: 10922.1477; 2024: 9462.574; 2025: 5507.6936; 2026: 4571.4901; 2027: 1208.627
NSG Vand CT 4 | Gas/Oil:Combustion Turbine | DEF | DEF | 2023: 11828.9216; 2024: 11667.6291; 2025: 7379.6; 2026: 5530.5126; 2027: 1236.1127
Orange Cogen | Gas/Oil:Combined Cycle | DEF | DEF
Orlando Cogen | Gas/Oil:Combined Cycle | DEF | DEF
Osprey 1 0 | Gas/Oil:Combined Cycle | DEF | DEF | 2023: 68489.9587; 2024: 55775.446
Osprey 1 1 | Gas/Oil:Combined Cycle | DEF | DEF | 2023: 31738.0342; 2024: 31862.8696
Osprey 1 2 | Gas/Oil:Combined Cycle | DEF | DEF | 2023: 2502.0084; 2024: 2379.0048
OspreyAcq | Gas/Oil:Combined Cycle | DEF | DEF |  | 26049.207 | 148502.9167 | 138841.8306 | 132999.8296 | 145221.5566 | 129593.0044 | 124455.8916 | 119508.3911 | 113304.1738 | 119001.7488 | 113757.2144 | 117726.7107 | 119901.3411 | 138826.5557 | 119708.9634 | 132604.0361 | 126771.896 | 117370.8794
OspreyAcqDF | Gas/Oil:Combined Cycle | DEF | DEF |  | 160.6987 | 3764.168 | 4178.8908 | 3345.8167 | 3603.6106 | 3474.8787 | 3293.7534 | 2315.0999 | 2189.0444 | 2244.2832 | 3369.9034 | 4098.8678 | 4381.5826 | 5044.5731 | 4138.1326 | 5017.5863 | 4655.5453 | 4666.3996
Pasco County | Renewable:Biomass | DEF | DEF
Pinellas County | Renewable:Biomass | DEF | DEF
Shady Hills 1 | Gas/Oil:Combustion Turbine | DEF | DEF | 2023: 2995.6995; 2024: 215.9631
Shady Hills 2 | Gas/Oil:Combustion Turbine | DEF | DEF | 2023: 2849.0958; 2024: 257.2561
Shady Hills 3 | Gas/Oil:Combustion Turbine | DEF | DEF | 2023: 2867.2275; 2024: 87.9719
Solar 3rdParty Block 1 | Renewable:Solar PV | DEF | DEF
Solar 3rdParty Block 2 | Renewable:Solar PV | DEF | DEF
Solar 3rdParty Block 3 | Renewable:Solar PV | DEF | DEF
Solar DEF Bay Ranch | Renewable:Solar PV | DEF | DEF
Solar DEF Bay Trail | Renewable:Solar PV | DEF | DEF
Solar DEF Charlie Creek | Renewable:Solar PV | DEF | DEF
Solar DEF Columbia | Renewable:Solar PV | DEF | DEF
Solar DEF County Line | Renewable:Solar PV | DEF | DEF
Solar DEF Debary | Renewable:Solar PV | DEF | DEF
Solar DEF Duette | Renewable:Solar PV | DEF | DEF
Solar DEF Falmouth | Renewable:Solar PV | DEF | DEF
Solar DEF Fort Green | Renewable:Solar PV | DEF | DEF
Solar DEF Hamilton | Renewable:Solar PV | DEF | DEF
Solar DEF Hardeetown | Renewable:Solar PV | DEF | DEF
Solar DEF High Spring | Renewable:Solar PV | DEF | DEF
Solar DEF Hildreth | Renewable:Solar PV | DEF | DEF
Solar DEF Lake Placid | Renewable:Solar PV | DEF | DEF
Solar DEF Mule Creek | Renewable:Solar PV | DEF | DEF
Solar DEF NEW 1 | Renewable:Solar PV | DEF | DEF
Solar DEF NEW 1 PTC | Renewable:Solar PV | DEF | DEF
Solar DEF NEW 2 | Renewable:Solar PV | DEF | DEF
Solar DEF NEW 2 PTC | Renewable:Solar PV | DEF | DEF
Solar DEF NEW 3 | Renewable:Solar PV | DEF | DEF
Solar DEF NEW 3 PTC | Renewable:Solar PV | DEF | DEF
Solar DEF NEW 4 | Renewable:Solar PV | DEF | DEF
Solar DEF NEW 4 PTC | Renewable:Solar PV | DEF | DEF
Solar DEF NEW 6 PTC | Renewable:Solar PV | DEF | DEF
Solar DEF Osc Perry Suw | Renewable:Solar PV | DEF | DEF
Solar DEF Sandy Creek | Renewable:Solar PV | DEF | DEF
Solar DEF Santa Fe | Renewable:Solar PV | DEF | DEF
Solar DEF St Pete Pier | Renewable:Solar PV | DEF | DEF
Solar DEF Trenton | Renewable:Solar PV | DEF | DEF
Solar DEF Twin Rivers | Renewable:Solar PV | DEF | DEF
Solar DEF Winquepin | Renewable:Solar PV | DEF | DEF
Solar+Storage DEF NEW 1 | Renewable:Solar PV | DEF | DEF
Solar+Storage DEF NEW 1 PTC + ITC | Renewable:Solar PV | DEF | DEF
Standby | Demand:Demand Response | DEF | DEF
SUWANNEE_P 1 | Gas/Oil:Combustion Turbine | DEF | DEF | 733.427 | 981.917 | 816.2478 | 812.4955 | 551.7238 | 686.2234 | 775.2242 | 927.9416 | 757.0234 | 661.0886 | 725.5265 | 341.6609
SUWANNEE_P 2 | Gas/Oil:Combustion Turbine | DEF | DEF | 619.7763 | 672.8848 | 549.0664 | 733.6193 | 413.9401 | 701.0759 | 716.5686 | 801.5323 | 655.1717 | 643.0375 | 633.7495 | 298.1286
SUWANNEE_P 3 | Gas/Oil:Combustion Turbine | DEF | DEF | 1113.7939 | 1227.9289 | 1084.2149 | 1139.6379 | 814.4126 | 1051.9502 | 1032.3431 | 1050.0396 | 836.0354 | 869.4851 | 871.7904 | 405.7822
Tigerbay 1 | Gas/Oil:Combined Cycle | DEF | DEF | 56639.2932 | 42537.8209 | 37413.8559 | 43731.4421 | 38739.6304 | 44069.3436 | 35595.8213 | 28763.6493 | 23424.4238 | 22169.1743 | 17300.4534 | 25790.2525 | 3272.7162
U OF FL 1 | Gas/Oil:Combustion Turbine | DEF | DEF | 2023: 20151.1258; 2024: 16691.9181; 2025: 15703.8997; 2026: 15368.0039; 2027: 12989.9691
Voltage Red | Demand:Demand Response | DEF | DEF
WaterHtr_PP | Demand:Demand Response | DEF | DEF
Total |  |  |  | 1840127.8282 | 1599938.2308 | 1450637.1525 | 1437592.5975 | 1425982.5437 | 1451967.8488 | 1412602.0804 | 1353535.7942 | 1292011.0021 | 1292879.1747 | 1310895.4301 | 1288893.8262 | 1268063.8651 | 1320130.0824 | 1409358.229 | 1373999.7238 | 1401297.5138 | 1383170.228 | 1416602.6553
Group Totals
Resource | Type | BA | Area | 2023 | 2024 | 2025 | 2026 | 2027 | 2028 | 2029 | 2030 | 2031 | 2032 | 2033 | 2034 | 2035 | 2036 | 2037 | 2038 | 2039 | 2040 | 2041
Total | Coal:Conventional | DEF | DEF | 102478.0798 | 107298.4541 | 97499.2618 | 87001.8663 | 91314.3495 | 129257.2902 | 109972.9082 | 136503.0379 | 166830.0675 | 158293.8965 | 162603.6469 | 62464.1196
Total | Demand:Demand Response | DEF | DEF
Total | Gas/Oil:Combined Cycle | DEF | DEF | 1536835.9838 | 1315968.376 | 1251746.1757 | 1235104.0011 | 1234970.2551 | 1234883.0795 | 1231318.2135 | 1154827.757 | 1075593.7082 | 1086556.7194 | 1101861.4687 | 1163981.4524 | 1189773.7629 | 1221011.853 | 1281247.1196 | 1262569.5626 | 1258171.6603 | 1223211.3032 | 1248439.2034
Total | Gas/Oil:Combustion Turbine | DEF | DEF | 84464.5416 | 71907.1432 | 53588.8336 | 43475.6728 | 26980.788 | 13092.1093 | 15854.8168 | 14118.9469 | 10055.5896 | 9162.6757 | 9916.9258 | 13375.8979 | 15939.596 | 33617.5013 | 42369.1693 | 27301.9974 | 43566.7012 | 49767.2013 | 37140.9655
Total | Gas/Oil:Steam Turbine | DEF | DEF | 116349.2231 | 104764.2574 | 47802.8814 | 72011.0573 | 72717.1509 | 74735.3698 | 55456.142 | 48086.0523 | 39531.6368 | 38865.8831 | 36513.3888 | 49072.3563 | 62350.5061 | 65500.7281 | 85741.9402 | 56904.8361 | 51483.9914 | 31093.3841 | 29807.3066
Total | Nuclear:Nuclear | DEF | DEF | 2038: 27223.3276; 2039: 48075.1609; 2040: 79098.3394; 2041: 101215.1797
Total | Renewable:Biomass | DEF | DEF
Total | Renewable:Solar PV | DEF | DEF
Total | Storage:Battery | DEF | DEF

## Fuel Price
Fuel Price ($/MMBtu)
Base Case
Resource | Type | BA | Area | 2023 | 2024 | 2025 | 2026 | 2027 | 2028 | 2029 | 2030 | 2031 | 2032 | 2033 | 2034 | 2035 | 2036 | 2037 | 2038 | 2039 | 2040 | 2041
AC | Demand:Demand Response | DEF | DEF
Anclote 1 | Gas/Oil:Steam Turbine | DEF | DEF | 6.2709 | 5.2452 | 5.136 | 4.9847 | 5.0845 | 5.3118 | 5.2513 | 5.168 | 5.2585 | 5.3231 | 5.4604 | 5.5974 | 5.6766 | 5.7903 | 6.0964 | 6.2449 | 6.4954 | 6.8993 | 7.2294
Anclote 2 | Gas/Oil:Steam Turbine | DEF | DEF | 6.1071 | 5.2136 | 5.0584 | 5.0472 | 5.1293 | 5.3634 | 5.2525 | 5.1848 | 5.26 | 5.3371 | 5.5714 | 5.6678 | 5.7732 | 5.864 | 6.0963 | 6.3288 | 6.4095 | 6.6858 | 7.084
As Avail | Gas/Oil:Combined Cycle | DEF | DEF
As Avail PCS | Renewable:Biomass | DEF | DEF
Bartow CC 1 0 | Gas/Oil:Combined Cycle | DEF | DEF | 6.5369 | 5.4119 | 5.1678 | 5.091 | 5.1714 | 5.2938 | 5.3196 | 5.1888 | 5.2092 | 5.3486 | 5.52 | 5.6789 | 5.7402 | 5.8672 | 6.1151 | 6.2938 | 6.552 | 6.8541 | 7.1679
Bartow CC 1 PAG | Gas/Oil:Combined Cycle | DEF | DEF | 6.2099 | 5.209 | 5.0807 | 4.9821 | 5.0748 | 5.2578 | 5.2718 | 5.1644 | 5.1911 | 5.3026 | 5.4571 | 5.6019 | 5.6605 | 5.7751 | 6.0292 | 6.2284 | 6.4795 | 6.8074 | 7.1544
BARTOW_P 1 | Gas/Oil:Combustion Turbine | DEF | DEF | 2026: 19.2191
BARTOW_P 2 | Gas/Oil:Combustion Turbine | DEF | DEF | 6.6561 | 5.502 | 5.2172 | 5.1373 | 5.6825 | 5.6431 | 5.4815 | 5.2259 | 5.3121 | 5.4546 | 5.6318 | 5.6528
BARTOW_P 3 | Gas/Oil:Combustion Turbine | DEF | DEF | 2026: 19.2191
BARTOW_P 4 | Gas/Oil:Combustion Turbine | DEF | DEF | 7.3061 | 6.1365 | 5.3067 | 5.1297 | 5.3988 | 5.5641 | 5.4813 | 5.3069 | 5.3108 | 5.4103 | 5.6158 | 5.7286
Battery 4 Hours | Storage:Battery | DEF | DEF
BAYBORO_P 1 | Gas/Oil:Combustion Turbine | DEF | DEF | 2024: 19.2879
BAYBORO_P 2 | Gas/Oil:Combustion Turbine | DEF | DEF | 2023: 20.6712; 2024: 19.1772; 2025: 18.0745
BAYBORO_P 3 | Gas/Oil:Combustion Turbine | DEF | DEF
BAYBORO_P 4 | Gas/Oil:Combustion Turbine | DEF | DEF | 2024: 19.1772
Citrus CC 1 | Gas/Oil:Combined Cycle | DEF | DEF | 6.5991 | 5.4743 | 5.2055 | 5.1319 | 5.1183 | 5.2237 | 5.2449 | 5.1235 | 5.1401 | 5.3012 | 5.4298 | 5.6092 | 5.636 | 5.8296 | 5.9476 | 6.2651 | 6.4212 | 6.8482 | 7.0174
Citrus CC 1 Duct | Gas/Oil:Combined Cycle | DEF | DEF | 6.1847 | 5.2302 | 5.044 | 4.964 | 4.9903 | 5.1834 | 5.1428 | 5.0656 | 5.097 | 5.2373 | 5.3902 | 5.505 | 5.5506 | 5.7194 | 5.9097 | 6.1534 | 6.3417 | 6.7466 | 6.9555
Citrus CC 2 | Gas/Oil:Combined Cycle | DEF | DEF | 6.6938 | 5.4963 | 5.1913 | 5.0905 | 5.148 | 5.2305 | 5.217 | 5.1206 | 5.1051 | 5.3001 | 5.4433 | 5.6059 | 5.6999 | 5.8475 | 6.0304 | 6.2639 | 6.4947 | 6.6821 | 7.1485
Citrus CC 2 Duct | Gas/Oil:Combined Cycle | DEF | DEF | 6.1649 | 5.1847 | 5.025 | 4.9094 | 4.9993 | 5.1442 | 5.126 | 5.0373 | 5.0799 | 5.2064 | 5.3725 | 5.4869 | 5.567 | 5.7131 | 5.905 | 6.1337 | 6.355 | 6.6295 | 7.0153
Crystal 4 | Coal:Conventional | DEF | DEF | 7.5745 | 6.2514 | 5.5438 | 5.6795 | 5.77 | 5.5477 | 5.0262 | 4.5243 | 4.0033 | 4.086 | 4.1722 | 4.2892
Crystal 5 | Coal:Conventional | DEF | DEF | 7.5964 | 6.2773 | 5.5393 | 5.6925 | 5.7906 | 5.555 | 5.0474 | 4.532 | 4.0025 | 4.0881 | 4.1788 | 4.2968
DEBARY 10 | Gas/Oil:Combustion Turbine | DEF | DEF | 2025: 18.047; 2026: 19.4171; 2028: 18.4426; 2029: 16.9316; 2030: 15.6663; 2032: 15.4187; 2033: 15.7571; 2034: 16.0138; 2035: 16.302
DEBARY 2 | Gas/Oil:Combustion Turbine | DEF | DEF | 2024: 19.2472
DEBARY 3 | Gas/Oil:Combustion Turbine | DEF | DEF | 2025: 18.099; 2026: 19.3521; 2027: 19.7984
DEBARY 4 | Gas/Oil:Combustion Turbine | DEF | DEF | 2024: 19.2472; 2025: 18.1074; 2026: 19.3595; 2027: 19.8908
DEBARY 5 | Gas/Oil:Combustion Turbine | DEF | DEF | 2024: 19.1447; 2027: 19.8568
DEBARY 6 | Gas/Oil:Combustion Turbine | DEF | DEF | 2023: 21.4448; 2024: 19.2472; 2025: 18.4593; 2026: 19.2901; 2027: 19.8606
DEBARY 7 | Gas/Oil:Combustion Turbine | DEF | DEF | 6.7052 | 5.4379 | 5.2827 | 5.1494 | 5.379 | 5.5158 | 5.4382 | 5.2919 | 5.2487 | 5.445 | 5.6847 | 5.7352 | 5.8039 | 6.2197
DEBARY 8 | Gas/Oil:Combustion Turbine | DEF | DEF | 6.6604 | 5.4065 | 5.2074 | 5.0896 | 5.3095 | 5.4817 | 5.3925 | 5.3184 | 5.2799 | 5.4222 | 5.5935 | 5.7216 | 5.7917 | 6.11
DEBARY 9 | Gas/Oil:Combustion Turbine | DEF | DEF | 6.4787 | 5.3857 | 5.2221 | 5.1206 | 5.2716 | 5.4347 | 5.4335 | 5.2697 | 5.2844 | 5.417 | 5.6193 | 5.7031 | 5.7569 | 5.9632
DEF Nuclear GE X300 PTC | Nuclear:Nuclear | DEF | DEF | 2038: 0.85558; 2039: 0.90965; 2040: 0.93788; 2041: 0.95664
Gen 190MW CT | Gas/Oil:Combustion Turbine | DEF | DEF | 2034: 8.8318; 2035: 8.159; 2036: 6.9064; 2037: 7.1292; 2038: 7.3125; 2039: 6.5224; 2040: 6.9121; 2041: 7.1721
Gen 190MW CT Ave | Gas/Oil:Combustion Turbine | DEF | DEF | 2039: 6.5676; 2040: 6.8654; 2041: 7.1439
HEAT | Demand:Demand Response | DEF | DEF
Hines CC 1 | Gas/Oil:Combined Cycle | DEF | DEF | 6.3573 | 5.5465 | 5.1639 | 5.1144 | 5.1478 | 5.2929 | 5.302 | 5.1565 | 5.2537 | 5.29 | 5.5481 | 5.6808 | 5.7826 | 5.8777 | 6.1329 | 6.2161 | 6.5245
Hines CC 2 | Gas/Oil:Combined Cycle | DEF | DEF | 6.5032 | 5.2946 | 5.0699 | 5.0444 | 5.1202 | 5.2843 | 5.2558 | 5.1574 | 5.2033 | 5.315 | 5.4942 | 5.6043 | 5.7426 | 5.8461 | 6.0821 | 6.2149 | 6.5489 | 6.8363 | 7.1752
Hines CC 3 | Gas/Oil:Combined Cycle | DEF | DEF | 6.554 | 5.3329 | 5.1424 | 5.0365 | 5.1489 | 5.2753 | 5.2938 | 5.1665 | 5.2132 | 5.3394 | 5.5263 | 5.6514 | 5.7696 | 5.8952 | 6.1169 | 6.3028 | 6.5891 | 6.867 | 7.1818
Hines CC 4 | Gas/Oil:Combined Cycle | DEF | DEF | 6.7596 | 5.446 | 5.1484 | 5.1231 | 5.2127 | 5.3294 | 5.3607 | 5.2267 | 5.2256 | 5.376 | 5.5508 | 5.6781 | 5.7523 | 5.9079 | 6.1236 | 6.3209 | 6.6288 | 6.8834 | 7.131
INT CITY 1 | Gas/Oil:Combustion Turbine | DEF | DEF | 2024: 19.4995; 2025: 18.4396; 2026: 19.2371; 2027: 19.5667; 2028: 18.3076; 2029: 16.8492; 2030: 15.5992; 2031: 15.0322; 2032: 15.3607; 2033: 15.6971; 2034: 15.9538
INT CITY 10 | Gas/Oil:Combustion Turbine | DEF | DEF | 6.7121 | 5.3083 | 5.1704 | 5.1539 | 5.3411 | 5.4619 | 5.4094 | 5.1816 | 5.2198 | 5.3801 | 5.6466 | 5.6648 | 5.6741 | 5.8498 | 6.1053 | 6.3115
INT CITY 11 | Gas/Oil:Combustion Turbine | DEF | DEF | 21.0491 | 19.1374 | 18.0431 | 19.2701 |  | 18.3426 | 16.8625 | 15.5714 | 15.0322 | 15.3607 | 15.6971 | 15.9538 | 16.2409 | 16.4976 | 16.7663 | 17.1747 | 17.6041 | 18.0442 | 18.4953
INT CITY 12 | Gas/Oil:Combustion Turbine | DEF | DEF | 6.5764 | 5.3328 | 5.1987 | 5.0634 | 5.4064 | 5.4149 | 5.4157 | 5.1876 | 5.3628 | 5.2688 | 5.579 | 5.5973 | 5.7604 | 5.9719 | 6.1772 | 6.2945 | 6.4594 | 6.8375 | 7.317
INT CITY 13 | Gas/Oil:Combustion Turbine | DEF | DEF | 6.5955 | 5.4009 | 5.2039 | 5.1841 | 5.3195 | 5.4864 | 5.4257 | 5.3032 | 5.3017 | 5.3632 | 5.659 | 5.6202 | 5.8644 | 5.932 | 6.1648 | 6.3445 | 6.4392 | 6.7883 | 7.2004
INT CITY 14 | Gas/Oil:Combustion Turbine | DEF | DEF | 6.8911 | 5.4098 | 5.1795 | 5.0585 | 5.3698 | 5.4607 | 5.4294 | 5.2287 | 5.1877 | 5.3847 | 5.607 | 5.6589 | 5.7351 | 5.9 | 6.1822 | 6.3164 | 6.4201 | 6.8705 | 7.1391
INT CITY 2 | Gas/Oil:Combustion Turbine | DEF | DEF | 2028: 18.3076; 2029: 17.1012; 2030: 15.6039; 2031: 15.0322; 2032: 15.3607; 2033: 15.6971
INT CITY 3 | Gas/Oil:Combustion Turbine | DEF | DEF | 2024: 19.0735; 2025: 17.8454; 2026: 19.2371; 2028: 18.3631; 2029: 16.8832; 2030: 15.5881; 2031: 15.0322; 2032: 15.3607; 2033: 15.6971; 2034: 15.9538
INT CITY 4 | Gas/Oil:Combustion Turbine | DEF | DEF | 2024: 19.1072; 2025: 18.1409; 2026: 19.0971; 2027: 19.7434; 2028: 18.3223; 2029: 16.8784; 2030: 15.5983; 2031: 15.0322; 2032: 15.3607; 2033: 15.6971; 2034: 15.9538
INT CITY 5 | Gas/Oil:Combustion Turbine | DEF | DEF | 2026: 19.2371; 2028: 18.3076; 2029: 16.8823; 2030: 15.6136; 2031: 15.0322; 2032: 15.3607; 2033: 15.6971
INT CITY 6 | Gas/Oil:Combustion Turbine | DEF | DEF | 2024: 19.2659; 2025: 17.994; 2026: 19.2371; 2027: 20.0776; 2028: 18.395; 2029: 16.9091; 2030: 15.5715; 2031: 15.0322; 2032: 15.3607; 2033: 15.6971; 2034: 15.9538
INT CITY 7 | Gas/Oil:Combustion Turbine | DEF | DEF | 6.5407 | 5.2385 | 5.1015 | 5.1041 | 5.2169 | 5.3464 | 5.4155 | 5.2184 | 5.2519 | 5.3309 | 5.5341 | 5.6085 | 5.7019 | 5.8801 | 6.1108 | 6.2661
INT CITY 8 | Gas/Oil:Combustion Turbine | DEF | DEF | 6.4264 | 5.3026 | 5.121 | 5.0649 | 5.1813 | 5.4095 | 5.3263 | 5.145 | 5.2353 | 5.2981 | 5.5892 | 5.6464 | 5.7062 | 5.8502 | 6.1387 | 6.3226
INT CITY 9 | Gas/Oil:Combustion Turbine | DEF | DEF | 6.5435 | 5.2779 | 5.086 | 5.0723 | 5.2862 | 5.3464 | 5.3651 | 5.1933 | 5.2082 | 5.325 | 5.4973 | 5.6538 | 5.6786 | 5.8642 | 6.1144 | 6.3565
INTER | Demand:Demand Response | DEF | DEF
Mulberry | Gas/Oil:Combined Cycle | DEF | DEF
NSG Vand CT 1 | Gas/Oil:Combustion Turbine | DEF | DEF | 2023: 6.1359; 2024: 5.0795; 2025: 4.9645; 2026: 4.9247; 2027: 5.046
NSG Vand CT 2 | Gas/Oil:Combustion Turbine | DEF | DEF | 2023: 6.0928; 2024: 5.0955; 2025: 4.959; 2026: 4.9213; 2027: 5.0201
NSG Vand CT 3 | Gas/Oil:Combustion Turbine | DEF | DEF | 2023: 6.1592; 2024: 5.1015; 2025: 4.9663; 2026: 4.9112; 2027: 5.0735
NSG Vand CT 4 | Gas/Oil:Combustion Turbine | DEF | DEF | 2023: 6.1662; 2024: 5.0943; 2025: 4.9576; 2026: 4.9559; 2027: 5.1265
Orange Cogen | Gas/Oil:Combined Cycle | DEF | DEF
Orlando Cogen | Gas/Oil:Combined Cycle | DEF | DEF
Osprey 1 0 | Gas/Oil:Combined Cycle | DEF | DEF | 2023: 6.3928; 2024: 5.3685
Osprey 1 1 | Gas/Oil:Combined Cycle | DEF | DEF | 2023: 6.2658; 2024: 5.3612
Osprey 1 2 | Gas/Oil:Combined Cycle | DEF | DEF | 2023: 6.0606; 2024: 5.1056
OspreyAcq | Gas/Oil:Combined Cycle | DEF | DEF |  | 5.5039 | 5.203 | 5.0594 | 5.1801 | 5.2689 | 5.2987 | 5.1753 | 5.164 | 5.333 | 5.5239 | 5.6105 | 5.7529 | 5.8013 | 6.052 | 6.2894 | 6.5044 | 6.7763 | 7.0839
OspreyAcqDF | Gas/Oil:Combined Cycle | DEF | DEF |  | 5.5362 | 4.9882 | 4.9223 | 5.0365 | 5.1825 | 5.1837 | 5.0799 | 5.1118 | 5.2324 | 5.4156 | 5.5104 | 5.6069 | 5.7268 | 5.9422 | 6.1583 | 6.3872 | 6.6767 | 7.0035
Pasco County | Renewable:Biomass | DEF | DEF
Pinellas County | Renewable:Biomass | DEF | DEF
Shady Hills 1 | Gas/Oil:Combustion Turbine | DEF | DEF | 2023: 6.1926; 2024: 5.8461
Shady Hills 2 | Gas/Oil:Combustion Turbine | DEF | DEF | 2023: 6.3838; 2024: 6.0741
Shady Hills 3 | Gas/Oil:Combustion Turbine | DEF | DEF | 2023: 6.0945; 2024: 6.631
Solar 3rdParty Block 1 | Renewable:Solar PV | DEF | DEF
Solar 3rdParty Block 2 | Renewable:Solar PV | DEF | DEF
Solar 3rdParty Block 3 | Renewable:Solar PV | DEF | DEF
Solar DEF Bay Ranch | Renewable:Solar PV | DEF | DEF
Solar DEF Bay Trail | Renewable:Solar PV | DEF | DEF
Solar DEF Charlie Creek | Renewable:Solar PV | DEF | DEF
Solar DEF Columbia | Renewable:Solar PV | DEF | DEF
Solar DEF County Line | Renewable:Solar PV | DEF | DEF
Solar DEF Debary | Renewable:Solar PV | DEF | DEF
Solar DEF Duette | Renewable:Solar PV | DEF | DEF
Solar DEF Falmouth | Renewable:Solar PV | DEF | DEF
Solar DEF Fort Green | Renewable:Solar PV | DEF | DEF
Solar DEF Hamilton | Renewable:Solar PV | DEF | DEF
Solar DEF Hardeetown | Renewable:Solar PV | DEF | DEF
Solar DEF High Spring | Renewable:Solar PV | DEF | DEF
Solar DEF Hildreth | Renewable:Solar PV | DEF | DEF
Solar DEF Lake Placid | Renewable:Solar PV | DEF | DEF
Solar DEF Mule Creek | Renewable:Solar PV | DEF | DEF
Solar DEF NEW 1 | Renewable:Solar PV | DEF | DEF
Solar DEF NEW 1 PTC | Renewable:Solar PV | DEF | DEF
Solar DEF NEW 2 | Renewable:Solar PV | DEF | DEF
Solar DEF NEW 2 PTC | Renewable:Solar PV | DEF | DEF
Solar DEF NEW 3 | Renewable:Solar PV | DEF | DEF
Solar DEF NEW 3 PTC | Renewable:Solar PV | DEF | DEF
Solar DEF NEW 4 | Renewable:Solar PV | DEF | DEF
Solar DEF NEW 4 PTC | Renewable:Solar PV | DEF | DEF
Solar DEF NEW 6 PTC | Renewable:Solar PV | DEF | DEF
Solar DEF Osc Perry Suw | Renewable:Solar PV | DEF | DEF
Solar DEF Sandy Creek | Renewable:Solar PV | DEF | DEF
Solar DEF Santa Fe | Renewable:Solar PV | DEF | DEF
Solar DEF St Pete Pier | Renewable:Solar PV | DEF | DEF
Solar DEF Trenton | Renewable:Solar PV | DEF | DEF
Solar DEF Twin Rivers | Renewable:Solar PV | DEF | DEF
Solar DEF Winquepin | Renewable:Solar PV | DEF | DEF
Solar+Storage DEF NEW 1 | Renewable:Solar PV | DEF | DEF
Solar+Storage DEF NEW 1 PTC + ITC | Renewable:Solar PV | DEF | DEF
Standby | Demand:Demand Response | DEF | DEF
SUWANNEE_P 1 | Gas/Oil:Combustion Turbine | DEF | DEF | 6.8066 | 5.7159 | 5.2757 | 5.1361 | 5.3014 | 5.4558 | 5.3838 | 5.278 | 5.2549 | 5.4536 | 5.5676 | 5.7368
SUWANNEE_P 2 | Gas/Oil:Combustion Turbine | DEF | DEF | 6.7443 | 5.3973 | 5.3314 | 5.1389 | 5.2139 | 5.4506 | 5.3568 | 5.221 | 5.2733 | 5.3738 | 5.5762 | 5.6945
SUWANNEE_P 3 | Gas/Oil:Combustion Turbine | DEF | DEF | 6.8051 | 5.5487 | 5.2817 | 5.1027 | 5.2894 | 5.4395 | 5.3546 | 5.2394 | 5.209 | 5.3942 | 5.5897 | 5.7453
Tigerbay 1 | Gas/Oil:Combined Cycle | DEF | DEF | 6.3902 | 5.2923 | 5.0184 | 5.0199 | 5.1044 | 5.3255 | 5.2653 | 5.1636 | 5.1464 | 5.2904 | 5.4659 | 5.5984 | 5.9328
U OF FL 1 | Gas/Oil:Combustion Turbine | DEF | DEF | 2023: 6.687; 2024: 5.519; 2025: 5.2437; 2026: 5.1551; 2027: 5.1913
Voltage Red | Demand:Demand Response | DEF | DEF
WaterHtr_PP | Demand:Demand Response | DEF | DEF
Group Totals
Resource | Type | BA | Area | 2023 | 2024 | 2025 | 2026 | 2027 | 2028 | 2029 | 2030 | 2031 | 2032 | 2033 | 2034 | 2035 | 2036 | 2037 | 2038 | 2039 | 2040 | 2041
Total | Coal:Conventional | DEF | DEF | 7.5831 | 6.2643 | 5.5416 | 5.6859 | 5.7793 | 5.551 | 5.0354 | 4.5281 | 4.003 | 4.0871 | 4.1754 | 4.2926
Total | Demand:Demand Response | DEF | DEF
Total | Gas/Oil:Combined Cycle | DEF | DEF | 6.5488 | 5.4225 | 5.162 | 5.0838 | 5.1493 | 5.2704 | 5.279 | 5.1601 | 5.1757 | 5.3253 | 5.4917 | 5.6356 | 5.7216 | 5.8539 | 6.065 | 6.2744 | 6.5204 | 6.8165 | 7.1244
Total | Gas/Oil:Combustion Turbine | DEF | DEF | 6.3604 | 5.2811 | 5.131 | 5.1303 | 5.2283 | 5.6769 | 6.1988 | 5.7056 | 5.4116 | 5.5199 | 5.9986 | 5.9646 | 6.4986 | 6.5684 | 6.7965 | 7.1043 | 6.5423 | 6.9081 | 7.1706
Total | Gas/Oil:Steam Turbine | DEF | DEF | 6.1957 | 5.2324 | 5.0997 | 5.0097 | 5.1026 | 5.3363 | 5.2519 | 5.1747 | 5.2594 | 5.3295 | 5.51 | 5.6264 | 5.7207 | 5.8253 | 6.0964 | 6.2743 | 6.4801 | 6.8396 | 7.1874
Total | Nuclear:Nuclear | DEF | DEF | 2038: 0.85558; 2039: 0.90965; 2040: 0.93788; 2041: 0.95664
Total | Renewable:Biomass | DEF | DEF
Total | Renewable:Solar PV | DEF | DEF
Total | Storage:Battery | DEF | DEF
Battery Case
Resource | Type | BA | Area | 2023 | 2024 | 2025 | 2026 | 2027 | 2028 | 2029 | 2030 | 2031 | 2032 | 2033 | 2034 | 2035 | 2036 | 2037 | 2038 | 2039 | 2040 | 2041
AC | Demand:Demand Response | DEF | DEF
Anclote 1 | Gas/Oil:Steam Turbine | DEF | DEF | 6.2706 | 5.2452 | 5.136 | 4.9885 | 5.0874 | 5.3297 | 5.2547 | 5.165 | 5.2531 | 5.3197 | 5.4648 | 5.5972 | 5.6752 | 5.7857 | 6.0964 | 6.2403 | 6.4939 | 6.8698 | 7.216
Anclote 2 | Gas/Oil:Steam Turbine | DEF | DEF | 6.1058 | 5.2136 | 5.0584 | 5.0499 | 5.1352 | 5.3319 | 5.269 | 5.1848 | 5.2504 | 5.3361 | 5.5648 | 5.6567 | 5.772 | 5.8729 | 6.0968 | 6.329 | 6.4427 | 6.6873 | 7.1059
As Avail | Gas/Oil:Combined Cycle | DEF | DEF
As Avail PCS | Renewable:Biomass | DEF | DEF
Bartow CC 1 0 | Gas/Oil:Combined Cycle | DEF | DEF | 6.5391 | 5.4119 | 5.1678 | 5.0924 | 5.1731 | 5.294 | 5.3217 | 5.1895 | 5.2087 | 5.3483 | 5.519 | 5.6784 | 5.7413 | 5.8658 | 6.1146 | 6.2942 | 6.553 | 6.8538 | 7.1678
Bartow CC 1 PAG | Gas/Oil:Combined Cycle | DEF | DEF | 6.2101 | 5.209 | 5.0807 | 4.9888 | 5.0786 | 5.2513 | 5.2697 | 5.1537 | 5.1963 | 5.3101 | 5.4666 | 5.6088 | 5.6676 | 5.7804 | 6.0222 | 6.2178 | 6.4748 | 6.7908 | 7.1453
BARTOW_P 1 | Gas/Oil:Combustion Turbine | DEF | DEF | 2026: 19.2191
BARTOW_P 2 | Gas/Oil:Combustion Turbine | DEF | DEF | 7.0419 | 5.502 | 5.2172 | 5.114 | 5.5093 | 5.5418 | 5.4753 | 5.2053 | 5.195 | 5.5149 | 5.5646 | 5.7189
BARTOW_P 3 | Gas/Oil:Combustion Turbine | DEF | DEF | 2026: 19.2191; 2027: 19.7254
BARTOW_P 4 | Gas/Oil:Combustion Turbine | DEF | DEF | 7.3913 | 6.1365 | 5.3067 | 5.1153 | 5.4838 | 5.6172 | 5.4278 | 5.271 | 5.3068 | 5.4213 | 5.596 | 5.7485
Battery 2 Hours | Storage:Battery | DEF | DEF
Battery 4 Hours | Storage:Battery | DEF | DEF
BAYBORO_P 1 | Gas/Oil:Combustion Turbine | DEF | DEF | 2024: 19.2879
BAYBORO_P 2 | Gas/Oil:Combustion Turbine | DEF | DEF | 2023: 20.6712; 2024: 19.1772; 2025: 18.0745
BAYBORO_P 3 | Gas/Oil:Combustion Turbine | DEF | DEF
BAYBORO_P 4 | Gas/Oil:Combustion Turbine | DEF | DEF | 2024: 19.1772
Citrus CC 1 | Gas/Oil:Combined Cycle | DEF | DEF | 6.5989 | 5.4743 | 5.2055 | 5.132 | 5.1195 | 5.2243 | 5.2459 | 5.1242 | 5.1405 | 5.3014 | 5.4297 | 5.6093 | 5.6368 | 5.8298 | 5.9473 | 6.2651 | 6.4205 | 6.8476 | 7.0178
Citrus CC 1 Duct | Gas/Oil:Combined Cycle | DEF | DEF | 6.1899 | 5.2302 | 5.044 | 4.9644 | 4.992 | 5.1744 | 5.144 | 5.0601 | 5.1014 | 5.2444 | 5.3937 | 5.5129 | 5.5542 | 5.7149 | 5.9031 | 6.1521 | 6.3386 | 6.7312 | 6.9711
Citrus CC 2 | Gas/Oil:Combined Cycle | DEF | DEF | 6.694 | 5.4963 | 5.1913 | 5.0909 | 5.1484 | 5.2307 | 5.2173 | 5.1211 | 5.105 | 5.3001 | 5.443 | 5.6058 | 5.6999 | 5.8472 | 6.03 | 6.2637 | 6.4952 | 6.6822 | 7.1495
Citrus CC 2 Duct | Gas/Oil:Combined Cycle | DEF | DEF | 6.1719 | 5.1847 | 5.025 | 4.9117 | 5.0038 | 5.1359 | 5.1296 | 5.0337 | 5.0848 | 5.2117 | 5.3802 | 5.489 | 5.5704 | 5.7169 | 5.9077 | 6.1282 | 6.3593 | 6.6158 | 7.0266
Crystal 4 | Coal:Conventional | DEF | DEF | 7.5746 | 6.2514 | 5.5438 | 5.6792 | 5.771 | 5.5371 | 5.022 | 4.5278 | 4.0043 | 4.0835 | 4.1745 | 4.292
Crystal 5 | Coal:Conventional | DEF | DEF | 7.597 | 6.2773 | 5.5393 | 5.6926 | 5.7645 | 5.5588 | 5.0429 | 4.5277 | 4.0024 | 4.0882 | 4.1782 | 4.2963
DEBARY 10 | Gas/Oil:Combustion Turbine | DEF | DEF | 2025: 18.047; 2026: 19.4171; 2027: 20.574; 2028: 18.5131; 2029: 16.9232; 2030: 15.6362; 2033: 15.7571; 2034: 16.0138; 2035: 16.302
DEBARY 2 | Gas/Oil:Combustion Turbine | DEF | DEF | 2024: 19.2472
DEBARY 3 | Gas/Oil:Combustion Turbine | DEF | DEF | 2025: 18.099; 2026: 19.2901; 2027: 19.9117
DEBARY 4 | Gas/Oil:Combustion Turbine | DEF | DEF | 2024: 19.2472; 2025: 18.1074; 2026: 19.3576
DEBARY 5 | Gas/Oil:Combustion Turbine | DEF | DEF | 2024: 19.1447
DEBARY 6 | Gas/Oil:Combustion Turbine | DEF | DEF | 2023: 21.1001; 2024: 19.2472; 2025: 18.4593; 2026: 19.3305; 2027: 20.1326
DEBARY 7 | Gas/Oil:Combustion Turbine | DEF | DEF | 6.7074 | 5.4379 | 5.2827 | 5.1487 | 5.4038 | 5.536 | 5.45 | 5.3105 | 5.2991 | 5.4543 | 5.6783 | 5.7678 | 5.8076 | 6.2837
DEBARY 8 | Gas/Oil:Combustion Turbine | DEF | DEF | 6.6913 | 5.4065 | 5.2074 | 5.0953 | 5.2944 | 5.5112 | 5.4146 | 5.3288 | 5.3136 | 5.4345 | 5.6177 | 5.7084 | 5.8356 | 6.0508
DEBARY 9 | Gas/Oil:Combustion Turbine | DEF | DEF | 6.4393 | 5.3857 | 5.2221 | 5.1332 | 5.2714 | 5.4866 | 5.4258 | 5.2654 | 5.2868 | 5.4194 | 5.6659 | 5.7353 | 5.7674 | 5.8268
DEF Nuclear GE X300 PTC | Nuclear:Nuclear | DEF | DEF | 2038: 0.85558; 2039: 0.90965; 2040: 0.93788; 2041: 0.95664
Gen 190MW CT | Gas/Oil:Combustion Turbine | DEF | DEF | 2034: 8.7806; 2035: 8.1287; 2036: 6.8733; 2037: 7.1273; 2038: 7.4881; 2039: 6.5233; 2040: 6.9107; 2041: 7.1608
Gen 190MW CT Ave | Gas/Oil:Combustion Turbine | DEF | DEF | 2039: 6.5338; 2040: 6.8748; 2041: 7.1991
HEAT | Demand:Demand Response | DEF | DEF
Hines CC 1 | Gas/Oil:Combined Cycle | DEF | DEF | 6.3626 | 5.5465 | 5.1639 | 5.1144 | 5.1683 | 5.3015 | 5.2876 | 5.1633 | 5.2765 | 5.3033 | 5.5532 | 5.676 | 5.7789 | 5.8686 | 6.1284 | 6.2185 | 6.5341
Hines CC 2 | Gas/Oil:Combined Cycle | DEF | DEF | 6.4941 | 5.2946 | 5.0699 | 5.0405 | 5.1075 | 5.2827 | 5.2549 | 5.1473 | 5.1952 | 5.3171 | 5.4921 | 5.6095 | 5.7468 | 5.8522 | 6.0787 | 6.2108 | 6.5437 | 6.8321 | 7.1773
Hines CC 3 | Gas/Oil:Combined Cycle | DEF | DEF | 6.5513 | 5.3329 | 5.1424 | 5.0351 | 5.1436 | 5.2722 | 5.3035 | 5.1719 | 5.2084 | 5.3473 | 5.5291 | 5.6595 | 5.7663 | 5.8962 | 6.1201 | 6.303 | 6.5858 | 6.8636 | 7.191
Hines CC 4 | Gas/Oil:Combined Cycle | DEF | DEF | 6.7607 | 5.446 | 5.1484 | 5.1245 | 5.2128 | 5.3285 | 5.3633 | 5.2216 | 5.2209 | 5.3766 | 5.554 | 5.6769 | 5.7475 | 5.9087 | 6.1269 | 6.3237 | 6.6278 | 6.8835 | 7.133
INT CITY 1 | Gas/Oil:Combustion Turbine | DEF | DEF | 2024: 19.4995; 2025: 18.4396; 2026: 19.2371; 2027: 19.7914; 2028: 18.4163; 2029: 16.8525; 2030: 15.5638; 2031: 15.0322; 2032: 15.3607; 2033: 15.6971; 2034: 15.9538
INT CITY 10 | Gas/Oil:Combustion Turbine | DEF | DEF | 6.765 | 5.3083 | 5.1704 | 5.1142 | 5.3321 | 5.5128 | 5.3944 | 5.2213 | 5.2638 | 5.3472 | 5.6447 | 5.6648 | 5.7255 | 5.8669 | 6.1111 | 6.3241
INT CITY 11 | Gas/Oil:Combustion Turbine | DEF | DEF | 21.0491 | 19.1374 | 18.0431 | 19.2734 | 19.9008 | 18.6071 | 16.8764 | 15.5835 | 15.0322 | 15.3607 | 15.6971 | 15.9538 | 16.2409 | 16.4976 | 16.7693 | 17.1747 | 17.6041 | 18.0442 | 18.4953
INT CITY 12 | Gas/Oil:Combustion Turbine | DEF | DEF | 6.6447 | 5.3328 | 5.1987 | 5.041 | 5.3954 | 5.5227 | 5.3844 | 5.1888 | 5.3154 | 5.2631 | 5.5857 | 5.605 | 5.7302 | 5.9619 | 6.2186 | 6.2925 | 6.5241 | 6.8216 | 7.2849
INT CITY 13 | Gas/Oil:Combustion Turbine | DEF | DEF | 6.548 | 5.4009 | 5.2039 | 5.1383 | 5.3736 | 5.5577 | 5.3787 | 5.2516 | 5.3234 | 5.3862 | 5.6319 | 5.6607 | 5.8431 | 5.9248 | 6.161 | 6.3231 | 6.5952 | 6.9341 | 7.0487
INT CITY 14 | Gas/Oil:Combustion Turbine | DEF | DEF | 6.7946 | 5.4098 | 5.1795 | 5.0301 | 5.3625 | 5.5253 | 5.4367 | 5.2441 | 5.2677 | 5.3805 | 5.5877 | 5.6773 | 5.7662 | 5.9175 | 6.1609 | 6.3313 | 6.4249 | 6.8599 | 7.1498
INT CITY 2 | Gas/Oil:Combustion Turbine | DEF | DEF | 2028: 18.3076; 2029: 17.1047; 2030: 15.6315; 2031: 15.0322; 2032: 15.3607; 2033: 15.6971
INT CITY 3 | Gas/Oil:Combustion Turbine | DEF | DEF | 2024: 19.0735; 2025: 17.8454; 2026: 19.2808; 2027: 19.8038; 2028: 18.6047; 2029: 16.8667; 2030: 15.6147; 2031: 15.0322; 2032: 15.3607; 2033: 15.6971; 2034: 15.9538
INT CITY 4 | Gas/Oil:Combustion Turbine | DEF | DEF | 2024: 19.1072; 2025: 18.1409; 2026: 19.126; 2027: 19.7914; 2028: 18.3953; 2029: 16.8685; 2030: 15.6081; 2031: 15.0322; 2032: 15.3607; 2033: 15.6971; 2034: 15.9538
INT CITY 5 | Gas/Oil:Combustion Turbine | DEF | DEF | 2026: 18.9477; 2028: 18.4703; 2029: 16.8212; 2030: 15.6315; 2031: 15.0322; 2032: 15.3607; 2033: 15.6971
INT CITY 6 | Gas/Oil:Combustion Turbine | DEF | DEF | 2024: 19.2659; 2025: 17.994; 2026: 19.2527; 2027: 19.7843; 2028: 18.8893; 2029: 16.9233; 2030: 15.6026; 2031: 15.0322; 2032: 15.3607; 2033: 15.6971; 2034: 15.9538
INT CITY 7 | Gas/Oil:Combustion Turbine | DEF | DEF | 6.5708 | 5.2385 | 5.1015 | 5.0742 | 5.2211 | 5.3907 | 5.3964 | 5.214 | 5.257 | 5.3745 | 5.5021 | 5.592 | 5.7078 | 5.8774 | 6.1186 | 6.3214
INT CITY 8 | Gas/Oil:Combustion Turbine | DEF | DEF | 6.503 | 5.3026 | 5.121 | 5.0525 | 5.1861 | 5.4553 | 5.317 | 5.1553 | 5.2512 | 5.3243 | 5.5789 | 5.6461 | 5.6901 | 5.8647 | 6.1398 | 6.3151
INT CITY 9 | Gas/Oil:Combustion Turbine | DEF | DEF | 6.4823 | 5.2779 | 5.086 | 5.0576 | 5.3336 | 5.4087 | 5.3438 | 5.1671 | 5.2473 | 5.3643 | 5.5429 | 5.6413 | 5.6619 | 5.8739 | 6.1154 | 6.2761
INTER | Demand:Demand Response | DEF | DEF
Mulberry | Gas/Oil:Combined Cycle | DEF | DEF
NSG Vand CT 1 | Gas/Oil:Combustion Turbine | DEF | DEF | 2023: 6.1126; 2024: 5.0795; 2025: 4.9645; 2026: 4.9229; 2027: 5.1555
NSG Vand CT 2 | Gas/Oil:Combustion Turbine | DEF | DEF | 2023: 6.0917; 2024: 5.0955; 2025: 4.959; 2026: 4.9034; 2027: 5.0465
NSG Vand CT 3 | Gas/Oil:Combustion Turbine | DEF | DEF | 2023: 6.1409; 2024: 5.1015; 2025: 4.9663; 2026: 4.9218; 2027: 5.0632
NSG Vand CT 4 | Gas/Oil:Combustion Turbine | DEF | DEF | 2023: 6.1896; 2024: 5.0943; 2025: 4.9576; 2026: 4.9426; 2027: 5.1614
Orange Cogen | Gas/Oil:Combined Cycle | DEF | DEF
Orlando Cogen | Gas/Oil:Combined Cycle | DEF | DEF
Osprey 1 0 | Gas/Oil:Combined Cycle | DEF | DEF | 2023: 6.4029; 2024: 5.3685
Osprey 1 1 | Gas/Oil:Combined Cycle | DEF | DEF | 2023: 6.2619; 2024: 5.3612
Osprey 1 2 | Gas/Oil:Combined Cycle | DEF | DEF | 2023: 6.0587; 2024: 5.1056
OspreyAcq | Gas/Oil:Combined Cycle | DEF | DEF |  | 5.5039 | 5.203 | 5.059 | 5.1726 | 5.2703 | 5.2965 | 5.1764 | 5.173 | 5.3299 | 5.5205 | 5.6133 | 5.7563 | 5.8043 | 6.0536 | 6.2931 | 6.5062 | 6.7725 | 7.0926
OspreyAcqDF | Gas/Oil:Combined Cycle | DEF | DEF |  | 5.5362 | 4.9882 | 4.9252 | 5.0363 | 5.186 | 5.1841 | 5.0779 | 5.1159 | 5.2348 | 5.4166 | 5.5116 | 5.6123 | 5.7286 | 5.9417 | 6.1589 | 6.3877 | 6.6708 | 7.003
Pasco County | Renewable:Biomass | DEF | DEF
Pinellas County | Renewable:Biomass | DEF | DEF
Shady Hills 1 | Gas/Oil:Combustion Turbine | DEF | DEF | 2023: 6.0843; 2024: 5.8461
Shady Hills 2 | Gas/Oil:Combustion Turbine | DEF | DEF | 2023: 6.5354; 2024: 6.0741
Shady Hills 3 | Gas/Oil:Combustion Turbine | DEF | DEF | 2023: 6.0742; 2024: 6.631
Solar 3rdParty Block 1 | Renewable:Solar PV | DEF | DEF
Solar 3rdParty Block 2 | Renewable:Solar PV | DEF | DEF
Solar 3rdParty Block 3 | Renewable:Solar PV | DEF | DEF
Solar DEF Bay Ranch | Renewable:Solar PV | DEF | DEF
Solar DEF Bay Trail | Renewable:Solar PV | DEF | DEF
Solar DEF Charlie Creek | Renewable:Solar PV | DEF | DEF
Solar DEF Columbia | Renewable:Solar PV | DEF | DEF
Solar DEF County Line | Renewable:Solar PV | DEF | DEF
Solar DEF Debary | Renewable:Solar PV | DEF | DEF
Solar DEF Duette | Renewable:Solar PV | DEF | DEF
Solar DEF Falmouth | Renewable:Solar PV | DEF | DEF
Solar DEF Fort Green | Renewable:Solar PV | DEF | DEF
Solar DEF Hamilton | Renewable:Solar PV | DEF | DEF
Solar DEF Hardeetown | Renewable:Solar PV | DEF | DEF
Solar DEF High Spring | Renewable:Solar PV | DEF | DEF
Solar DEF Hildreth | Renewable:Solar PV | DEF | DEF
Solar DEF Lake Placid | Renewable:Solar PV | DEF | DEF
Solar DEF Mule Creek | Renewable:Solar PV | DEF | DEF
Solar DEF NEW 1 | Renewable:Solar PV | DEF | DEF
Solar DEF NEW 1 PTC | Renewable:Solar PV | DEF | DEF
Solar DEF NEW 2 | Renewable:Solar PV | DEF | DEF
Solar DEF NEW 2 PTC | Renewable:Solar PV | DEF | DEF
Solar DEF NEW 3 | Renewable:Solar PV | DEF | DEF
Solar DEF NEW 3 PTC | Renewable:Solar PV | DEF | DEF
Solar DEF NEW 4 | Renewable:Solar PV | DEF | DEF
Solar DEF NEW 4 PTC | Renewable:Solar PV | DEF | DEF
Solar DEF NEW 6 PTC | Renewable:Solar PV | DEF | DEF
Solar DEF Osc Perry Suw | Renewable:Solar PV | DEF | DEF
Solar DEF Sandy Creek | Renewable:Solar PV | DEF | DEF
Solar DEF Santa Fe | Renewable:Solar PV | DEF | DEF
Solar DEF St Pete Pier | Renewable:Solar PV | DEF | DEF
Solar DEF Trenton | Renewable:Solar PV | DEF | DEF
Solar DEF Twin Rivers | Renewable:Solar PV | DEF | DEF
Solar DEF Winquepin | Renewable:Solar PV | DEF | DEF
Solar+Storage DEF NEW 1 | Renewable:Solar PV | DEF | DEF
Solar+Storage DEF NEW 1 PTC + ITC | Renewable:Solar PV | DEF | DEF
Standby | Demand:Demand Response | DEF | DEF
SUWANNEE_P 1 | Gas/Oil:Combustion Turbine | DEF | DEF | 6.7407 | 5.7159 | 5.2757 | 5.1509 | 5.3497 | 5.4604 | 5.3744 | 5.2337 | 5.2638 | 5.4252 | 5.5646 | 5.7765
SUWANNEE_P 2 | Gas/Oil:Combustion Turbine | DEF | DEF | 6.7202 | 5.3973 | 5.3314 | 5.1459 | 5.2374 | 5.4783 | 5.3616 | 5.2158 | 5.2669 | 5.3382 | 5.568 | 5.7335
SUWANNEE_P 3 | Gas/Oil:Combustion Turbine | DEF | DEF | 6.8471 | 5.5487 | 5.2817 | 5.112 | 5.2879 | 5.4549 | 5.3545 | 5.2314 | 5.2237 | 5.3906 | 5.5838 | 5.7863
Tigerbay 1 | Gas/Oil:Combined Cycle | DEF | DEF | 6.3857 | 5.2923 | 5.0184 | 5.0191 | 5.1109 | 5.324 | 5.2542 | 5.1366 | 5.161 | 5.2695 | 5.4595 | 5.6086 | 5.9393
U OF FL 1 | Gas/Oil:Combustion Turbine | DEF | DEF | 2023: 6.6869; 2024: 5.519; 2025: 5.2437; 2026: 5.1553; 2027: 5.1918
Voltage Red | Demand:Demand Response | DEF | DEF
WaterHtr_PP | Demand:Demand Response | DEF | DEF
Group Totals
Resource | Type | BA | Area | 2023 | 2024 | 2025 | 2026 | 2027 | 2028 | 2029 | 2030 | 2031 | 2032 | 2033 | 2034 | 2035 | 2036 | 2037 | 2038 | 2039 | 2040 | 2041
Total | Coal:Conventional | DEF | DEF | 7.5834 | 6.2643 | 5.5416 | 5.6858 | 5.7683 | 5.5476 | 5.031 | 4.5278 | 4.0035 | 4.086 | 4.1763 | 4.294
Total | Demand:Demand Response | DEF | DEF
Total | Gas/Oil:Combined Cycle | DEF | DEF | 6.5489 | 5.4225 | 5.162 | 5.0838 | 5.1492 | 5.2706 | 5.2792 | 5.1592 | 5.1766 | 5.326 | 5.4916 | 5.6368 | 5.7217 | 5.854 | 6.065 | 6.2749 | 6.5204 | 6.8152 | 7.1269
Total | Gas/Oil:Combustion Turbine | DEF | DEF | 6.3596 | 5.2811 | 5.131 | 5.1281 | 5.2769 | 5.7761 | 6.0728 | 5.7065 | 5.4512 | 5.503 | 6.0323 | 5.9798 | 6.4562 | 6.5554 | 6.8079 | 7.1611 | 6.5356 | 6.9102 | 7.1804
Total | Gas/Oil:Steam Turbine | DEF | DEF | 6.1954 | 5.2324 | 5.0997 | 5.0131 | 5.1072 | 5.3307 | 5.2607 | 5.173 | 5.2516 | 5.3274 | 5.5121 | 5.6219 | 5.7183 | 5.8264 | 6.0966 | 6.2719 | 6.4836 | 6.8196 | 7.1888
Total | Nuclear:Nuclear | DEF | DEF | 2038: 0.85558; 2039: 0.90965; 2040: 0.93788; 2041: 0.95664
Total | Renewable:Biomass | DEF | DEF
Total | Renewable:Solar PV | DEF | DEF
Total | Storage:Battery | DEF | DEF

## Fuel Rate
Fuel Rate ($/MWh)
Base Case
Resource | Type | BA | Area | 2023 | 2024 | 2025 | 2026 | 2027 | 2028 | 2029 | 2030 | 2031 | 2032 | 2033 | 2034 | 2035 | 2036 | 2037 | 2038 | 2039 | 2040 | 2041
AC | Demand:Demand Response | DEF | DEF
Anclote 1 | Gas/Oil:Steam Turbine | DEF | DEF | 68.8213 | 56.9812 | 57.7989 | 55.4108 | 57.6116 | 60.4698 | 61.4155 | 62.4046 | 64.215 | 65.3082 | 67.2101 | 65.9768 | 65.5197 | 65.8816 | 67.7868 | 71.179 | 71.5789 | 75.9801 | 79.341
Anclote 2 | Gas/Oil:Steam Turbine | DEF | DEF | 72.2649 | 61.8039 | 62.9522 | 62.7366 | 64.837 | 66.2989 | 71.4573 | 71.4613 | 73.7359 | 79.6481 | 85.6787 | 78.0803 | 74.8413 | 75.1727 | 77.2428 | 80.1969 | 74.6037 | 74.2714 | 82.3803
As Avail | Gas/Oil:Combined Cycle | DEF | DEF
As Avail PCS | Renewable:Biomass | DEF | DEF
Bartow CC 1 0 | Gas/Oil:Combined Cycle | DEF | DEF | 46.7693 | 38.6126 | 36.5885 | 36.0488 | 36.7118 | 37.5145 | 37.6696 | 36.7609 | 36.9317 | 37.9764 | 39.1839 | 40.3669 | 40.7981 | 41.5964 | 43.3672 | 44.6633 | 46.5227 | 48.6714 | 50.9941
Bartow CC 1 PAG | Gas/Oil:Combined Cycle | DEF | DEF | 53.7058 | 45.4151 | 43.6421 | 43.2615 | 44.3979 | 45.2735 | 45.0172 | 43.7925 | 43.7108 | 45.0092 | 46.221 | 48.4653 | 48.9409 | 49.8413 | 52.3649 | 53.3475 | 56.0747 | 57.4839 | 61.0437
BARTOW_P 1 | Gas/Oil:Combustion Turbine | DEF | DEF | 2026: 286.6065
BARTOW_P 2 | Gas/Oil:Combustion Turbine | DEF | DEF | 98.1878 | 81.9724 | 81.4653 | 75.8043 | 84.5859 | 82.139 | 78.8869 | 76.9403 | 78.4404 | 78.8358 | 81.6403 | 78.6143
BARTOW_P 3 | Gas/Oil:Combustion Turbine | DEF | DEF | 2026: 265.9784
BARTOW_P 4 | Gas/Oil:Combustion Turbine | DEF | DEF | 98.9452 | 84.2959 | 73.2357 | 70.0271 | 73.1606 | 75.1997 | 75.4792 | 73.902 | 75.0817 | 75.083 | 77.9264 | 78.846
Battery 4 Hours | Storage:Battery | DEF | DEF
BAYBORO_P 1 | Gas/Oil:Combustion Turbine | DEF | DEF | 2024: 297.4234
BAYBORO_P 2 | Gas/Oil:Combustion Turbine | DEF | DEF | 2023: 376.7032; 2024: 349.4772; 2025: 282.0167
BAYBORO_P 3 | Gas/Oil:Combustion Turbine | DEF | DEF
BAYBORO_P 4 | Gas/Oil:Combustion Turbine | DEF | DEF | 2024: 299.7285
Citrus CC 1 | Gas/Oil:Combined Cycle | DEF | DEF | 42.8703 | 35.53 | 33.7606 | 32.9621 | 32.9118 | 33.5791 | 33.7558 | 33.0035 | 33.1289 | 34.2193 | 35.0733 | 36.3131 | 36.9482 | 37.9848 | 38.9291 | 40.9843 | 42.3604 | 44.7822 | 46.5779
Citrus CC 1 Duct | Gas/Oil:Combined Cycle | DEF | DEF | 59.9049 | 50.6697 | 48.8635 | 48.0883 | 48.3434 | 50.2036 | 49.8239 | 49.0654 | 49.3789 | 50.7217 | 52.2029 | 53.3337 | 53.7828 | 55.4095 | 57.2552 | 59.6186 | 61.4421 | 65.362 | 67.3859
Citrus CC 2 | Gas/Oil:Combined Cycle | DEF | DEF | 43.4713 | 35.6836 | 33.7129 | 32.7782 | 33.0497 | 33.6284 | 33.5396 | 32.9368 | 32.9187 | 34.2644 | 35.2402 | 36.25 | 37.1741 | 38.0702 | 39.2768 | 40.93 | 42.5592 | 44.1154 | 47.0973
Citrus CC 2 Duct | Gas/Oil:Combined Cycle | DEF | DEF | 59.7209 | 50.236 | 48.679 | 47.5599 | 48.4227 | 49.8357 | 49.6581 | 48.7979 | 49.2083 | 50.4304 | 52.039 | 53.164 | 53.9407 | 55.3576 | 57.2207 | 59.4373 | 61.5811 | 64.2239 | 67.9683
Crystal 4 | Coal:Conventional | DEF | DEF | 87.2802 | 70.7191 | 62.9226 | 65.952 | 66.8254 | 62.739 | 55.8567 | 49.5509 | 43.493 | 44.5501 | 44.9452 | 45.592
Crystal 5 | Coal:Conventional | DEF | DEF | 83.7571 | 69.2629 | 60.9908 | 62.5848 | 64.1094 | 60.6365 | 54.5912 | 48.1825 | 42.5743 | 43.3475 | 44.1382 | 44.7381
DEBARY 10 | Gas/Oil:Combustion Turbine | DEF | DEF | 2025: 254.1943; 2026: 263.2938; 2028: 248.5368; 2029: 232.688; 2030: 207.0344; 2032: 210.7346; 2033: 204.638; 2034: 235.9428; 2035: 234.5079
DEBARY 2 | Gas/Oil:Combustion Turbine | DEF | DEF | 2024: 256.913
DEBARY 3 | Gas/Oil:Combustion Turbine | DEF | DEF | 2025: 244.4874; 2026: 251.6053; 2027: 387.1329
DEBARY 4 | Gas/Oil:Combustion Turbine | DEF | DEF | 2024: 255.666; 2025: 260.736; 2026: 256.5221; 2027: 300.0408
DEBARY 5 | Gas/Oil:Combustion Turbine | DEF | DEF | 2024: 312.0763; 2027: 271.7144
DEBARY 6 | Gas/Oil:Combustion Turbine | DEF | DEF | 2023: 347.7298; 2024: 260.4057; 2025: 395.0982; 2026: 268.5146; 2027: 281.0692
DEBARY 7 | Gas/Oil:Combustion Turbine | DEF | DEF | 88.9218 | 70.2925 | 67.5638 | 65.0484 | 68.7313 | 69.4518 | 69.8353 | 69.0047 | 69.0057 | 69.4566 | 73.6468 | 75.1966 | 75.7872 | 80.6013
DEBARY 8 | Gas/Oil:Combustion Turbine | DEF | DEF | 91.1564 | 70.4386 | 68.8776 | 65.151 | 67.8451 | 70.2164 | 70.8121 | 69.7737 | 71.1655 | 71.0421 | 73.8314 | 76.4507 | 76.1632 | 78.9988
DEBARY 9 | Gas/Oil:Combustion Turbine | DEF | DEF | 88.7073 | 70.4509 | 69.5927 | 65.4104 | 68.0185 | 70.0158 | 70.5623 | 69.4224 | 71.2943 | 70.9883 | 74.0257 | 75.1038 | 75.597 | 78.6178
DEF Nuclear GE X300 PTC | Nuclear:Nuclear | DEF | DEF | 2038: 9.5411; 2039: 10.1425; 2040: 10.4572; 2041: 10.6661
Gen 190MW CT | Gas/Oil:Combustion Turbine | DEF | DEF | 2034: 98.5342; 2035: 90.2791; 2036: 77.8799; 2037: 79.5932; 2038: 84.5385; 2039: 68.6249; 2040: 72.5354; 2041: 75.5046
Gen 190MW CT Ave | Gas/Oil:Combustion Turbine | DEF | DEF | 2039: 69.2675; 2040: 72.203; 2041: 75.4668
HEAT | Demand:Demand Response | DEF | DEF
Hines CC 1 | Gas/Oil:Combined Cycle | DEF | DEF | 45.9201 | 39.9473 | 37.2872 | 37.6444 | 37.7092 | 38.9584 | 39.0671 | 38.4176 | 39.6357 | 40.2104 | 41.7012 | 42.4864 | 42.967 | 43.7668 | 45.4278 | 46.9889 | 50.9487
Hines CC 2 | Gas/Oil:Combined Cycle | DEF | DEF | 47.8434 | 39.0565 | 36.8117 | 36.5705 | 37.2781 | 38.7999 | 38.5365 | 38.1186 | 38.7152 | 39.7745 | 40.9437 | 41.7299 | 42.5896 | 43.3651 | 45.1611 | 46.566 | 48.5974 | 51.2414 | 53.8376
Hines CC 3 | Gas/Oil:Combined Cycle | DEF | DEF | 46.6114 | 38.0544 | 36.8992 | 35.5499 | 36.207 | 37.1558 | 37.3942 | 36.5709 | 37.0758 | 38.1483 | 39.5793 | 40.3837 | 41.2223 | 42.074 | 43.6884 | 45.2794 | 47.0946 | 49.3358 | 51.7843
Hines CC 4 | Gas/Oil:Combined Cycle | DEF | DEF | 47.6494 | 38.3334 | 36.3578 | 36.2396 | 36.9359 | 36.9006 | 37.188 | 36.262 | 36.54 | 37.7291 | 39.0625 | 40.107 | 40.7679 | 41.5394 | 43.1085 | 44.6506 | 46.6871 | 48.9126 | 50.9607
INT CITY 1 | Gas/Oil:Combustion Turbine | DEF | DEF | 2024: 316.1343; 2025: 308.053; 2026: 260.7307; 2027: 326.8825; 2028: 232.0955; 2029: 226.3255; 2030: 214.5453; 2031: 209.5892; 2032: 205.5201; 2033: 211.9904; 2034: 222.6537
INT CITY 10 | Gas/Oil:Combustion Turbine | DEF | DEF | 86.4546 | 68.2399 | 65.8029 | 64.9955 | 67.5824 | 69.208 | 69.3727 | 66.6393 | 67.5126 | 69.3212 | 72.4839 | 73.7787 | 73.1871 | 76.2648 | 78.1149 | 80.2776
INT CITY 11 | Gas/Oil:Combustion Turbine | DEF | DEF | 245.6103 | 243.5617 | 229.4666 | 235.6329 |  | 215.2037 | 197.3807 | 181.1956 | 181.9731 | 185.3392 | 181.8676 | 202.1949 | 203.2756 | 214.449 | 209.2007 | 207.797 | 211.2431 | 214.1963 | 239.7815
INT CITY 12 | Gas/Oil:Combustion Turbine | DEF | DEF | 81.4195 | 67.6107 | 65.1104 | 62.5822 | 67.3717 | 68.0693 | 67.9874 | 65.7799 | 67.5982 | 67.0706 | 71.0914 | 71.7454 | 73.1162 | 75.496 | 77.5513 | 80.1678 | 82.7178 | 87.1662 | 93.847
INT CITY 13 | Gas/Oil:Combustion Turbine | DEF | DEF | 81.2076 | 67.8013 | 65.1976 | 64.314 | 65.7621 | 68.0655 | 67.5294 | 66.5004 | 66.8916 | 66.5156 | 71.0848 | 71.4103 | 73.4318 | 74.8365 | 77.3693 | 80.1253 | 82.4967 | 90.5169 | 93.5928
INT CITY 14 | Gas/Oil:Combustion Turbine | DEF | DEF | 84.9393 | 67.8939 | 64.546 | 62.5372 | 66.2929 | 67.7583 | 67.4497 | 65.7687 | 65.4207 | 66.8477 | 70.349 | 71.7667 | 72.4363 | 74.1804 | 77.0722 | 79.7214 | 81.8429 | 88.3358 | 90.5448
INT CITY 2 | Gas/Oil:Combustion Turbine | DEF | DEF | 2028: 258.9993; 2029: 254.6191; 2030: 224.2334; 2031: 214.7075; 2032: 247.6368; 2033: 222.4979
INT CITY 3 | Gas/Oil:Combustion Turbine | DEF | DEF | 2024: 313.5523; 2025: 293.364; 2026: 275.4051; 2028: 260.2785; 2029: 234.3773; 2030: 214.5244; 2031: 214.3854; 2032: 237.851; 2033: 214.9227; 2034: 249.2146
INT CITY 4 | Gas/Oil:Combustion Turbine | DEF | DEF | 2024: 287.6923; 2025: 296.4377; 2026: 283.2363; 2027: 325.1714; 2028: 249.528; 2029: 233.6108; 2030: 216.4732; 2031: 217.5298; 2032: 230.1933; 2033: 214.6236; 2034: 244.2813
INT CITY 5 | Gas/Oil:Combustion Turbine | DEF | DEF | 2026: 290.6683; 2028: 253.7125; 2029: 233.3458; 2030: 216.2199; 2031: 220.7746; 2032: 225.5908; 2033: 215.8155
INT CITY 6 | Gas/Oil:Combustion Turbine | DEF | DEF | 2024: 297.6627; 2025: 292.2038; 2026: 282.3761; 2027: 312.5042; 2028: 258.156; 2029: 232.9403; 2030: 214.548; 2031: 213.4307; 2032: 227.7932; 2033: 215.2555; 2034: 230.9552
INT CITY 7 | Gas/Oil:Combustion Turbine | DEF | DEF | 85.053 | 68.531 | 66.9385 | 66.6212 | 67.6403 | 68.8988 | 71.3207 | 70.1839 | 70.4982 | 70.0126 | 73.9893 | 75.2892 | 75.4378 | 78.4673 | 79.6211 | 81.0771
INT CITY 8 | Gas/Oil:Combustion Turbine | DEF | DEF | 83.3804 | 68.6238 | 66.3802 | 64.6489 | 66.7079 | 68.7765 | 70.392 | 68.3609 | 69.0466 | 69.3933 | 72.5467 | 73.9423 | 73.8781 | 76.4044 | 78.676 | 80.7332
INT CITY 9 | Gas/Oil:Combustion Turbine | DEF | DEF | 85.8945 | 67.9031 | 66.3579 | 64.9439 | 67.4707 | 68.3186 | 70.0287 | 68.1947 | 69.0734 | 69.0169 | 71.757 | 73.9297 | 73.7274 | 76.7461 | 78.0766 | 81.8671
INTER | Demand:Demand Response | DEF | DEF
Mulberry | Gas/Oil:Combined Cycle | DEF | DEF
NSG Vand CT 1 | Gas/Oil:Combustion Turbine | DEF | DEF | 2023: 64.6461; 2024: 53.5144; 2025: 52.3277; 2026: 52.0402; 2027: 53.4654
NSG Vand CT 2 | Gas/Oil:Combustion Turbine | DEF | DEF | 2023: 64.2086; 2024: 53.6831; 2025: 52.2436; 2026: 51.938; 2027: 53.1306
NSG Vand CT 3 | Gas/Oil:Combustion Turbine | DEF | DEF | 2023: 64.8955; 2024: 53.7215; 2025: 52.3644; 2026: 51.8369; 2027: 53.821
NSG Vand CT 4 | Gas/Oil:Combustion Turbine | DEF | DEF | 2023: 64.9044; 2024: 53.6249; 2025: 52.2088; 2026: 52.2281; 2027: 54.4872
Orange Cogen | Gas/Oil:Combined Cycle | DEF | DEF
Orlando Cogen | Gas/Oil:Combined Cycle | DEF | DEF
Osprey 1 0 | Gas/Oil:Combined Cycle | DEF | DEF | 2023: 44.9705; 2024: 37.7913
Osprey 1 1 | Gas/Oil:Combined Cycle | DEF | DEF | 2023: 44.0073; 2024: 37.3591
Osprey 1 2 | Gas/Oil:Combined Cycle | DEF | DEF | 2023: 49.9778; 2024: 41.7543
OspreyAcq | Gas/Oil:Combined Cycle | DEF | DEF |  | 38.4189 | 36.3191 | 35.426 | 36.3918 | 36.8876 | 37.3512 | 36.7119 | 36.6873 | 38.3227 | 39.6648 | 40.4882 | 41.2863 | 41.7218 | 43.2514 | 45.6133 | 47.0265 | 49.1569 | 51.9864
OspreyAcqDF | Gas/Oil:Combined Cycle | DEF | DEF |  | 46.3645 | 40.8286 | 40.2665 | 41.2244 | 42.4277 | 42.4115 | 41.5597 | 41.8444 | 42.8177 | 44.3536 | 45.0502 | 45.8554 | 46.8227 | 48.626 | 50.3744 | 52.2528 | 54.6391 | 57.2943
Pasco County | Renewable:Biomass | DEF | DEF
Pinellas County | Renewable:Biomass | DEF | DEF
Shady Hills 1 | Gas/Oil:Combustion Turbine | DEF | DEF | 2023: 65.7515; 2024: 62.8598
Shady Hills 2 | Gas/Oil:Combustion Turbine | DEF | DEF | 2023: 67.5348; 2024: 64.4954
Shady Hills 3 | Gas/Oil:Combustion Turbine | DEF | DEF | 2023: 64.5822; 2024: 72.0675
Solar 3rdParty Block 1 | Renewable:Solar PV | DEF | DEF
Solar 3rdParty Block 2 | Renewable:Solar PV | DEF | DEF
Solar 3rdParty Block 3 | Renewable:Solar PV | DEF | DEF
Solar DEF Bay Ranch | Renewable:Solar PV | DEF | DEF
Solar DEF Bay Trail | Renewable:Solar PV | DEF | DEF
Solar DEF Charlie Creek | Renewable:Solar PV | DEF | DEF
Solar DEF Columbia | Renewable:Solar PV | DEF | DEF
Solar DEF County Line | Renewable:Solar PV | DEF | DEF
Solar DEF Debary | Renewable:Solar PV | DEF | DEF
Solar DEF Duette | Renewable:Solar PV | DEF | DEF
Solar DEF Falmouth | Renewable:Solar PV | DEF | DEF
Solar DEF Fort Green | Renewable:Solar PV | DEF | DEF
Solar DEF Hamilton | Renewable:Solar PV | DEF | DEF
Solar DEF Hardeetown | Renewable:Solar PV | DEF | DEF
Solar DEF High Spring | Renewable:Solar PV | DEF | DEF
Solar DEF Hildreth | Renewable:Solar PV | DEF | DEF
Solar DEF Lake Placid | Renewable:Solar PV | DEF | DEF
Solar DEF Mule Creek | Renewable:Solar PV | DEF | DEF
Solar DEF NEW 1 | Renewable:Solar PV | DEF | DEF
Solar DEF NEW 1 PTC | Renewable:Solar PV | DEF | DEF
Solar DEF NEW 2 | Renewable:Solar PV | DEF | DEF
Solar DEF NEW 2 PTC | Renewable:Solar PV | DEF | DEF
Solar DEF NEW 3 | Renewable:Solar PV | DEF | DEF
Solar DEF NEW 3 PTC | Renewable:Solar PV | DEF | DEF
Solar DEF NEW 4 | Renewable:Solar PV | DEF | DEF
Solar DEF NEW 4 PTC | Renewable:Solar PV | DEF | DEF
Solar DEF NEW 6 PTC | Renewable:Solar PV | DEF | DEF
Solar DEF Osc Perry Suw | Renewable:Solar PV | DEF | DEF
Solar DEF Sandy Creek | Renewable:Solar PV | DEF | DEF
Solar DEF Santa Fe | Renewable:Solar PV | DEF | DEF
Solar DEF St Pete Pier | Renewable:Solar PV | DEF | DEF
Solar DEF Trenton | Renewable:Solar PV | DEF | DEF
Solar DEF Twin Rivers | Renewable:Solar PV | DEF | DEF
Solar DEF Winquepin | Renewable:Solar PV | DEF | DEF
Solar+Storage DEF NEW 1 | Renewable:Solar PV | DEF | DEF
Solar+Storage DEF NEW 1 PTC + ITC | Renewable:Solar PV | DEF | DEF
Standby | Demand:Demand Response | DEF | DEF
SUWANNEE_P 1 | Gas/Oil:Combustion Turbine | DEF | DEF | 87.4055 | 74.4647 | 69.4241 | 67.2972 | 69.2711 | 70.7871 | 70.3752 | 69.5093 | 69.9111 | 72.5295 | 73.8998 | 74.6575
SUWANNEE_P 2 | Gas/Oil:Combustion Turbine | DEF | DEF | 88.9609 | 71.4649 | 70.6882 | 67.9332 | 69.8322 | 71.2653 | 70.999 | 69.3903 | 70.5983 | 71.4425 | 74.3344 | 75.2759
SUWANNEE_P 3 | Gas/Oil:Combustion Turbine | DEF | DEF | 88.3352 | 72.5771 | 69.5398 | 66.8098 | 69.6994 | 70.7246 | 70.8781 | 68.9521 | 69.5875 | 71.6467 | 74.6591 | 75.8601
Tigerbay 1 | Gas/Oil:Combined Cycle | DEF | DEF | 47.8847 | 39.6453 | 37.0157 | 36.9694 | 37.8407 | 39.5343 | 38.955 | 38.2742 | 38.0684 | 39.3234 | 40.4007 | 41.4462 | 45.8924
U OF FL 1 | Gas/Oil:Combustion Turbine | DEF | DEF | 2023: 62.7509; 2024: 51.7783; 2025: 49.2295; 2026: 48.3974; 2027: 48.7339
Voltage Red | Demand:Demand Response | DEF | DEF
WaterHtr_PP | Demand:Demand Response | DEF | DEF
Group Totals
Resource | Type | BA | Area | 2023 | 2024 | 2025 | 2026 | 2027 | 2028 | 2029 | 2030 | 2031 | 2032 | 2033 | 2034 | 2035 | 2036 | 2037 | 2038 | 2039 | 2040 | 2041
Total | Coal:Conventional | DEF | DEF | 85.8615 | 69.9858 | 61.9598 | 64.2361 | 65.5759 | 61.7457 | 55.2962 | 48.8661 | 43.0905 | 43.8912 | 44.557 | 45.2098
Total | Demand:Demand Response | DEF | DEF | 0 | 0 | 0 | 0 | 0 | 0 | 0 | 0 | 0 | 0 | 0 | 0 | 0 | 0 | 0 | 0 | 0 | 0 | 0
Total | Gas/Oil:Combined Cycle | DEF | DEF | 43.1651 | 36.8646 | 35.3081 | 35.1474 | 35.5595 | 36.4514 | 36.4435 | 35.6428 | 35.8048 | 36.8807 | 38.0368 | 39.1679 | 39.9609 | 40.7624 | 42.4048 | 43.8829 | 45.517 | 47.6737 | 49.921
Total | Gas/Oil:Combustion Turbine | DEF | DEF | 67.3341 | 56.3571 | 54.9223 | 54.4979 | 55.6896 | 72.7119 | 80.6838 | 74.9735 | 71.8947 | 72.2112 | 78.7234 | 77.4146 | 81.0959 | 78.0306 | 80.4225 | 85.2029 | 69.2432 | 72.9966 | 76.2005
Total | Gas/Oil:Steam Turbine | DEF | DEF | 70.3382 | 58.8437 | 60.0804 | 58.1463 | 60.3446 | 63.1206 | 65.619 | 65.738 | 69.1352 | 71.1744 | 74.4546 | 70.5237 | 69.5068 | 70.0199 | 71.5434 | 74.1193 | 72.0928 | 75.5053 | 80.1845
Total | Nuclear:Nuclear | DEF | DEF | 2038: 9.5411; 2039: 10.1425; 2040: 10.4572; 2041: 10.6661
Total | Renewable:Biomass | DEF | DEF | 0 | 0 | 0 | 0 | 0 | 0 | 0 | 0 | 0 | 0 | 0 | 0 | 0 | 0 | 0 | 0 | 0 | 0 | 0
Total | Renewable:Solar PV | DEF | DEF | 0 | 0 | 0 | 0 | 0 | 0 | 0 | 0 | 0 | 0 | 0 | 0 | 0 | 0 | 0 | 0 | 0 | 0 | 0
Total | Storage:Battery | DEF | DEF | [7 empty] | 0 | 0 | 0 | 0 | 0 | 0 | 0 | 0 | 0 | 0 | 0 | 0
Battery Case
Resource | Type | BA | Area | 2023 | 2024 | 2025 | 2026 | 2027 | 2028 | 2029 | 2030 | 2031 | 2032 | 2033 | 2034 | 2035 | 2036 | 2037 | 2038 | 2039 | 2040 | 2041
AC | Demand:Demand Response | DEF | DEF
Anclote 1 | Gas/Oil:Steam Turbine | DEF | DEF | 68.8716 | 56.9812 | 57.7989 | 55.386 | 57.7174 | 60.6424 | 61.2438 | 62.4849 | 63.6285 | 64.5963 | 67.1681 | 65.6587 | 65.2344 | 65.6768 | 67.8794 | 70.7647 | 71.2565 | 76.0306 | 79.5995
Anclote 2 | Gas/Oil:Steam Turbine | DEF | DEF | 72.2759 | 61.8039 | 62.9522 | 62.5867 | 64.5594 | 65.2584 | 72.8141 | 71.3947 | 73.9587 | 78.1911 | 84.0128 | 77.5201 | 74.7965 | 75.033 | 77.021 | 79.7654 | 75.7155 | 74.1927 | 82.6969
As Avail | Gas/Oil:Combined Cycle | DEF | DEF
As Avail PCS | Renewable:Biomass | DEF | DEF
Bartow CC 1 0 | Gas/Oil:Combined Cycle | DEF | DEF | 46.7837 | 38.6126 | 36.5885 | 36.0607 | 36.711 | 37.5134 | 37.6721 | 36.7548 | 36.9281 | 37.9763 | 39.1803 | 40.3695 | 40.8111 | 41.5947 | 43.3736 | 44.6744 | 46.5339 | 48.6781 | 51.0004
Bartow CC 1 PAG | Gas/Oil:Combined Cycle | DEF | DEF | 53.7156 | 45.4151 | 43.6421 | 43.316 | 44.3523 | 45.2897 | 45.0372 | 43.7608 | 43.6961 | 44.993 | 46.2215 | 48.4383 | 49.0778 | 49.8631 | 52.2956 | 53.2209 | 56.1184 | 57.5083 | 60.9816
BARTOW_P 1 | Gas/Oil:Combustion Turbine | DEF | DEF | 2026: 286.6065
BARTOW_P 2 | Gas/Oil:Combustion Turbine | DEF | DEF | 107.2315 | 81.9724 | 81.4653 | 73.3929 | 84.1853 | 78.8703 | 77.1245 | 76.4827 | 77.4793 | 83.5267 | 79.9625 | 82.2543
BARTOW_P 3 | Gas/Oil:Combustion Turbine | DEF | DEF | 2026: 265.9784; 2027: 357.3723
BARTOW_P 4 | Gas/Oil:Combustion Turbine | DEF | DEF | 103.3258 | 84.2959 | 73.2357 | 69.6357 | 73.3723 | 76.0096 | 74.3071 | 73.3401 | 72.3871 | 75.423 | 77.2642 | 78.8035
Battery 2 Hours | Storage:Battery | DEF | DEF
Battery 4 Hours | Storage:Battery | DEF | DEF
BAYBORO_P 1 | Gas/Oil:Combustion Turbine | DEF | DEF | 2024: 297.4234
BAYBORO_P 2 | Gas/Oil:Combustion Turbine | DEF | DEF | 2023: 376.7032; 2024: 349.4772; 2025: 282.0167
BAYBORO_P 3 | Gas/Oil:Combustion Turbine | DEF | DEF
BAYBORO_P 4 | Gas/Oil:Combustion Turbine | DEF | DEF | 2024: 299.7285
Citrus CC 1 | Gas/Oil:Combined Cycle | DEF | DEF | 42.8694 | 35.53 | 33.7606 | 32.9628 | 32.9126 | 33.5792 | 33.7562 | 32.9969 | 33.1313 | 34.2141 | 35.0744 | 36.2881 | 36.9664 | 38.0208 | 38.9331 | 40.9881 | 42.3944 | 44.7706 | 46.6137
Citrus CC 1 Duct | Gas/Oil:Combined Cycle | DEF | DEF | 59.9546 | 50.6697 | 48.8635 | 48.092 | 48.3581 | 50.1174 | 49.8361 | 49.0113 | 49.4177 | 50.7888 | 52.2363 | 53.4086 | 53.8169 | 55.3665 | 57.1917 | 59.6023 | 61.4135 | 65.2168 | 67.5307
Citrus CC 2 | Gas/Oil:Combined Cycle | DEF | DEF | 43.4726 | 35.6836 | 33.7129 | 32.7795 | 33.0493 | 33.6274 | 33.5376 | 32.9376 | 32.9182 | 34.2691 | 35.2415 | 36.2545 | 37.1675 | 38.0833 | 39.3043 | 40.9464 | 42.5674 | 44.221 | 47.1222
Citrus CC 2 Duct | Gas/Oil:Combined Cycle | DEF | DEF | 59.7884 | 50.236 | 48.679 | 47.5817 | 48.4648 | 49.757 | 49.6922 | 48.763 | 49.2535 | 50.4799 | 52.1112 | 53.1831 | 53.9724 | 55.3933 | 57.2451 | 59.3829 | 61.6218 | 64.0933 | 68.0733
Crystal 4 | Coal:Conventional | DEF | DEF | 87.3287 | 70.7191 | 62.9226 | 65.8487 | 66.9737 | 63.0108 | 55.7862 | 49.6226 | 43.5143 | 44.5012 | 44.961 | 45.6544
Crystal 5 | Coal:Conventional | DEF | DEF | 83.8494 | 69.2629 | 60.9908 | 62.5982 | 64.0201 | 60.6274 | 54.5604 | 48.1247 | 42.5595 | 43.3426 | 44.1421 | 44.6732
DEBARY 10 | Gas/Oil:Combustion Turbine | DEF | DEF | 2025: 254.1943; 2026: 269.2936; 2027: 324.0396; 2028: 243.7553; 2029: 227.4742; 2030: 206.3733; 2033: 204.7051; 2034: 238.0252; 2035: 234.0481
DEBARY 2 | Gas/Oil:Combustion Turbine | DEF | DEF | 2024: 256.913
DEBARY 3 | Gas/Oil:Combustion Turbine | DEF | DEF | 2025: 244.4874; 2026: 261.592; 2027: 280.0818
DEBARY 4 | Gas/Oil:Combustion Turbine | DEF | DEF | 2024: 255.666; 2025: 260.736; 2026: 261.11
DEBARY 5 | Gas/Oil:Combustion Turbine | DEF | DEF | 2024: 312.0763
DEBARY 6 | Gas/Oil:Combustion Turbine | DEF | DEF | 2023: 313.6763; 2024: 260.4057; 2025: 395.0982; 2026: 258.3742; 2027: 278.8159
DEBARY 7 | Gas/Oil:Combustion Turbine | DEF | DEF | 88.8913 | 70.2925 | 67.5638 | 65.1499 | 68.4577 | 69.4895 | 69.1826 | 68.0072 | 69.1808 | 69.3729 | 73.1783 | 74.6056 | 74.9843 | 80.2814
DEBARY 8 | Gas/Oil:Combustion Turbine | DEF | DEF | 92.0243 | 70.4386 | 68.8776 | 65.8444 | 67.008 | 69.8655 | 70.2873 | 69.4216 | 70.4997 | 69.8492 | 73.5179 | 74.6195 | 75.6994 | 77.6978
DEBARY 9 | Gas/Oil:Combustion Turbine | DEF | DEF | 87.9269 | 70.4509 | 69.5927 | 65.4507 | 67.1259 | 69.6304 | 69.9226 | 68.4401 | 70.0641 | 71.2078 | 73.9745 | 74.9945 | 75.0098 | 76.6747
DEF Nuclear GE X300 PTC | Nuclear:Nuclear | DEF | DEF | 2038: 9.5411; 2039: 10.1424; 2040: 10.4572; 2041: 10.6661
Gen 190MW CT | Gas/Oil:Combustion Turbine | DEF | DEF | 2034: 97.8656; 2035: 89.8842; 2036: 77.5787; 2037: 79.6204; 2038: 86.5437; 2039: 68.6522; 2040: 72.5729; 2041: 75.3629
Gen 190MW CT Ave | Gas/Oil:Combustion Turbine | DEF | DEF | 2039: 69.0008; 2040: 72.1474; 2041: 75.7258
HEAT | Demand:Demand Response | DEF | DEF
Hines CC 1 | Gas/Oil:Combined Cycle | DEF | DEF | 45.9647 | 39.9473 | 37.2872 | 37.6362 | 37.7467 | 38.9863 | 38.9145 | 38.4117 | 39.5516 | 40.1999 | 41.8747 | 42.5078 | 43.0591 | 43.6695 | 45.4613 | 47.0198 | 50.9013
Hines CC 2 | Gas/Oil:Combined Cycle | DEF | DEF | 47.7827 | 39.0565 | 36.8117 | 36.5229 | 37.1464 | 38.6867 | 38.487 | 38.0222 | 38.7204 | 39.9378 | 41.0095 | 41.818 | 42.6945 | 43.4273 | 45.0906 | 46.6299 | 48.5435 | 51.2339 | 53.8918
Hines CC 3 | Gas/Oil:Combined Cycle | DEF | DEF | 46.5824 | 38.0544 | 36.8992 | 35.5338 | 36.1291 | 37.1042 | 37.4698 | 36.5192 | 37.1132 | 38.2263 | 39.6517 | 40.4497 | 41.2354 | 42.139 | 43.7407 | 45.2033 | 47.1127 | 49.334 | 51.828
Hines CC 4 | Gas/Oil:Combined Cycle | DEF | DEF | 47.6582 | 38.3334 | 36.3578 | 36.2518 | 36.9099 | 36.8751 | 37.1768 | 36.2434 | 36.508 | 37.7795 | 39.1114 | 40.0779 | 40.7515 | 41.5826 | 43.1259 | 44.7243 | 46.7224 | 48.917 | 50.9854
INT CITY 1 | Gas/Oil:Combustion Turbine | DEF | DEF | 2024: 316.1343; 2025: 308.053; 2026: 260.7307; 2027: 257.3956; 2028: 237.9946; 2029: 222.9997; 2030: 214.5151; 2031: 207.0555; 2032: 207.8422; 2033: 211.704; 2034: 225.7614
INT CITY 10 | Gas/Oil:Combustion Turbine | DEF | DEF | 86.6619 | 68.2399 | 65.8029 | 64.5625 | 67.4633 | 69.4301 | 68.975 | 66.786 | 67.4144 | 68.9133 | 72.0363 | 73.6258 | 73.7079 | 75.8913 | 77.8648 | 80.8013
INT CITY 11 | Gas/Oil:Combustion Turbine | DEF | DEF | 245.6103 | 243.5617 | 229.4666 | 237.2799 | 245.9661 | 210.3617 | 196.6377 | 181.2274 | 175.4252 | 184.0136 | 181.2559 | 205.1604 | 199.4561 | 210.8393 | 201.7204 | 214.9849 | 201.915 | 214.1963 | 217.8222
INT CITY 12 | Gas/Oil:Combustion Turbine | DEF | DEF | 82.27 | 67.6107 | 65.1104 | 62.4331 | 67.4087 | 68.8652 | 67.5806 | 65.8087 | 67.0824 | 67.1274 | 71.1219 | 71.5353 | 72.9119 | 75.3336 | 77.7691 | 80.21 | 83.843 | 89.2501 | 92.9365
INT CITY 13 | Gas/Oil:Combustion Turbine | DEF | DEF | 80.6631 | 67.8013 | 65.1976 | 63.7688 | 66.3345 | 68.7228 | 67.1058 | 66.0451 | 66.6692 | 66.9672 | 70.7877 | 71.6074 | 73.2255 | 74.7594 | 77.1095 | 79.7528 | 83.987 | 88.1512 | 90.6605
INT CITY 14 | Gas/Oil:Combustion Turbine | DEF | DEF | 83.6129 | 67.8939 | 64.546 | 62.1339 | 66.3503 | 68.3166 | 67.4258 | 65.835 | 66.3392 | 66.7258 | 70.2452 | 71.7201 | 72.5587 | 74.485 | 76.8412 | 79.8514 | 81.8951 | 87.9864 | 90.9027
INT CITY 2 | Gas/Oil:Combustion Turbine | DEF | DEF | 2028: 258.9993; 2029: 246.518; 2030: 222.1223; 2031: 218.5826; 2032: 247.6368; 2033: 222.0104
INT CITY 3 | Gas/Oil:Combustion Turbine | DEF | DEF | 2024: 313.5523; 2025: 293.364; 2026: 307.4488; 2027: 298.5383; 2028: 254.6389; 2029: 225.8081; 2030: 212.7417; 2031: 212.8299; 2032: 230.4799; 2033: 213.0359; 2034: 256.3649
INT CITY 4 | Gas/Oil:Combustion Turbine | DEF | DEF | 2024: 287.6923; 2025: 296.4377; 2026: 285.1941; 2027: 259.7221; 2028: 261.2253; 2029: 227.1747; 2030: 212.8153; 2031: 209.995; 2032: 230.1933; 2033: 212.5141; 2034: 227.8359
INT CITY 5 | Gas/Oil:Combustion Turbine | DEF | DEF | 2026: 299.6703; 2028: 254.1533; 2029: 227.1748; 2030: 216.0385; 2031: 216.9386; 2032: 225.5908; 2033: 215.4418
INT CITY 6 | Gas/Oil:Combustion Turbine | DEF | DEF | 2024: 297.6627; 2025: 292.2038; 2026: 285.9652; 2027: 273.6714; 2028: 306.7432; 2029: 230.0362; 2030: 214.4053; 2031: 208.4196; 2032: 230.1114; 2033: 213.6527; 2034: 251.903
INT CITY 7 | Gas/Oil:Combustion Turbine | DEF | DEF | 85.5107 | 68.531 | 66.9385 | 65.7898 | 66.7089 | 68.6207 | 70.9247 | 68.6499 | 69.3005 | 69.9381 | 72.7065 | 75.0368 | 75.3606 | 77.1694 | 79.0768 | 80.7567
INT CITY 8 | Gas/Oil:Combustion Turbine | DEF | DEF | 84.2901 | 68.6238 | 66.3802 | 64.1965 | 66.4915 | 68.7409 | 69.5714 | 66.938 | 68.4622 | 69.2179 | 72.4241 | 73.4681 | 73.6024 | 75.9627 | 78.5369 | 81.1271
INT CITY 9 | Gas/Oil:Combustion Turbine | DEF | DEF | 85.1258 | 67.9031 | 66.3579 | 64.7153 | 67.4294 | 68.3901 | 69.5328 | 67.16 | 68.2089 | 69.6242 | 71.2544 | 73.4925 | 73.3075 | 75.7832 | 78.2709 | 80.1894
INTER | Demand:Demand Response | DEF | DEF
Mulberry | Gas/Oil:Combined Cycle | DEF | DEF
NSG Vand CT 1 | Gas/Oil:Combustion Turbine | DEF | DEF | 2023: 64.4166; 2024: 53.5144; 2025: 52.3277; 2026: 51.9763; 2027: 54.6232
NSG Vand CT 2 | Gas/Oil:Combustion Turbine | DEF | DEF | 2023: 64.1858; 2024: 53.6831; 2025: 52.2436; 2026: 51.8437; 2027: 53.4662
NSG Vand CT 3 | Gas/Oil:Combustion Turbine | DEF | DEF | 2023: 64.6621; 2024: 53.7215; 2025: 52.3644; 2026: 51.9768; 2027: 53.5156
NSG Vand CT 4 | Gas/Oil:Combustion Turbine | DEF | DEF | 2023: 65.1526; 2024: 53.6249; 2025: 52.2088; 2026: 52.0969; 2027: 54.8259
Orange Cogen | Gas/Oil:Combined Cycle | DEF | DEF
Orlando Cogen | Gas/Oil:Combined Cycle | DEF | DEF
Osprey 1 0 | Gas/Oil:Combined Cycle | DEF | DEF | 2023: 45.038; 2024: 37.7913
Osprey 1 1 | Gas/Oil:Combined Cycle | DEF | DEF | 2023: 43.9794; 2024: 37.3591
Osprey 1 2 | Gas/Oil:Combined Cycle | DEF | DEF | 2023: 49.9597; 2024: 41.7543
OspreyAcq | Gas/Oil:Combined Cycle | DEF | DEF |  | 38.4189 | 36.3191 | 35.4284 | 36.3163 | 36.8928 | 37.3222 | 36.704 | 36.7484 | 38.3203 | 39.679 | 40.5446 | 41.3455 | 41.7234 | 43.2932 | 45.6696 | 47.0424 | 49.1614 | 52.1203
OspreyAcqDF | Gas/Oil:Combined Cycle | DEF | DEF |  | 46.3645 | 40.8286 | 40.2903 | 41.2262 | 42.4587 | 42.4152 | 41.5461 | 41.8589 | 42.8487 | 44.3745 | 45.0636 | 45.9035 | 46.8384 | 48.624 | 50.3901 | 52.2538 | 54.5824 | 57.296
Pasco County | Renewable:Biomass | DEF | DEF
Pinellas County | Renewable:Biomass | DEF | DEF
Shady Hills 1 | Gas/Oil:Combustion Turbine | DEF | DEF | 2023: 64.5289; 2024: 62.8598
Shady Hills 2 | Gas/Oil:Combustion Turbine | DEF | DEF | 2023: 69.0447; 2024: 64.4954
Shady Hills 3 | Gas/Oil:Combustion Turbine | DEF | DEF | 2023: 64.3675; 2024: 72.0675
Solar 3rdParty Block 1 | Renewable:Solar PV | DEF | DEF
Solar 3rdParty Block 2 | Renewable:Solar PV | DEF | DEF
Solar 3rdParty Block 3 | Renewable:Solar PV | DEF | DEF
Solar DEF Bay Ranch | Renewable:Solar PV | DEF | DEF
Solar DEF Bay Trail | Renewable:Solar PV | DEF | DEF
Solar DEF Charlie Creek | Renewable:Solar PV | DEF | DEF
Solar DEF Columbia | Renewable:Solar PV | DEF | DEF
Solar DEF County Line | Renewable:Solar PV | DEF | DEF
Solar DEF Debary | Renewable:Solar PV | DEF | DEF
Solar DEF Duette | Renewable:Solar PV | DEF | DEF
Solar DEF Falmouth | Renewable:Solar PV | DEF | DEF
Solar DEF Fort Green | Renewable:Solar PV | DEF | DEF
Solar DEF Hamilton | Renewable:Solar PV | DEF | DEF
Solar DEF Hardeetown | Renewable:Solar PV | DEF | DEF
Solar DEF High Spring | Renewable:Solar PV | DEF | DEF
Solar DEF Hildreth | Renewable:Solar PV | DEF | DEF
Solar DEF Lake Placid | Renewable:Solar PV | DEF | DEF
Solar DEF Mule Creek | Renewable:Solar PV | DEF | DEF
Solar DEF NEW 1 | Renewable:Solar PV | DEF | DEF
Solar DEF NEW 1 PTC | Renewable:Solar PV | DEF | DEF
Solar DEF NEW 2 | Renewable:Solar PV | DEF | DEF
Solar DEF NEW 2 PTC | Renewable:Solar PV | DEF | DEF
Solar DEF NEW 3 | Renewable:Solar PV | DEF | DEF
Solar DEF NEW 3 PTC | Renewable:Solar PV | DEF | DEF
Solar DEF NEW 4 | Renewable:Solar PV | DEF | DEF
Solar DEF NEW 4 PTC | Renewable:Solar PV | DEF | DEF
Solar DEF NEW 6 PTC | Renewable:Solar PV | DEF | DEF
Solar DEF Osc Perry Suw | Renewable:Solar PV | DEF | DEF
Solar DEF Sandy Creek | Renewable:Solar PV | DEF | DEF
Solar DEF Santa Fe | Renewable:Solar PV | DEF | DEF
Solar DEF St Pete Pier | Renewable:Solar PV | DEF | DEF
Solar DEF Trenton | Renewable:Solar PV | DEF | DEF
Solar DEF Twin Rivers | Renewable:Solar PV | DEF | DEF
Solar DEF Winquepin | Renewable:Solar PV | DEF | DEF
Solar+Storage DEF NEW 1 | Renewable:Solar PV | DEF | DEF
Solar+Storage DEF NEW 1 PTC + ITC | Renewable:Solar PV | DEF | DEF
Standby | Demand:Demand Response | DEF | DEF
SUWANNEE_P 1 | Gas/Oil:Combustion Turbine | DEF | DEF | 86.7834 | 74.4647 | 69.4241 | 67.2502 | 69.176 | 70.3289 | 70.5768 | 68.9314 | 69.3809 | 71.9794 | 73.4144 | 75.2091
SUWANNEE_P 2 | Gas/Oil:Combustion Turbine | DEF | DEF | 88.3454 | 71.4649 | 70.6882 | 68.0664 | 70.3464 | 71.2765 | 71.1848 | 69.2115 | 70.0313 | 70.8413 | 73.7354 | 75.4469
SUWANNEE_P 3 | Gas/Oil:Combustion Turbine | DEF | DEF | 88.9496 | 72.5771 | 69.5398 | 66.9376 | 69.188 | 70.5366 | 70.6198 | 68.9397 | 69.2273 | 71.3481 | 74.1393 | 75.6026
Tigerbay 1 | Gas/Oil:Combined Cycle | DEF | DEF | 47.8907 | 39.6453 | 37.0157 | 36.9756 | 37.8403 | 39.5878 | 38.8308 | 38.0403 | 38.2474 | 39.0442 | 40.3469 | 41.5062 | 45.9481
U OF FL 1 | Gas/Oil:Combustion Turbine | DEF | DEF | 2023: 62.7494; 2024: 51.7783; 2025: 49.2295; 2026: 48.3995; 2027: 48.7374
Voltage Red | Demand:Demand Response | DEF | DEF
WaterHtr_PP | Demand:Demand Response | DEF | DEF
Group Totals
Resource | Type | BA | Area | 2023 | 2024 | 2025 | 2026 | 2027 | 2028 | 2029 | 2030 | 2031 | 2032 | 2033 | 2034 | 2035 | 2036 | 2037 | 2038 | 2039 | 2040 | 2041
Total | Coal:Conventional | DEF | DEF | 85.932 | 69.9858 | 61.9598 | 64.2011 | 65.6863 | 61.8249 | 55.2511 | 48.8564 | 43.0787 | 43.8645 | 44.5629 | 45.1889
Total | Demand:Demand Response | DEF | DEF | 0 | 0 | 0 | 0 | 0 | 0 | 0 | 0 | 0 | 0 | 0 | 0 | 0 | 0 | 0 | 0 | 0 | 0 | 0
Total | Gas/Oil:Combined Cycle | DEF | DEF | 43.168 | 36.8646 | 35.3081 | 35.1476 | 35.5317 | 36.4416 | 36.4287 | 35.6098 | 35.8333 | 36.9057 | 38.0584 | 39.1914 | 39.9883 | 40.7848 | 42.426 | 43.9013 | 45.5352 | 47.7 | 49.9733
Total | Gas/Oil:Combustion Turbine | DEF | DEF | 67.3207 | 56.3571 | 54.9223 | 54.544 | 55.5759 | 73.3862 | 78.576 | 74.3252 | 71.5193 | 71.7133 | 78.6381 | 77.1235 | 80.4059 | 77.8356 | 80.4128 | 85.8639 | 69.2446 | 72.9396 | 76.2064
Total | Gas/Oil:Steam Turbine | DEF | DEF | 70.3613 | 58.8437 | 60.0804 | 58.0853 | 60.3839 | 62.7427 | 65.658 | 65.7939 | 68.8788 | 70.3365 | 74.2746 | 70.1487 | 69.2081 | 69.7675 | 71.532 | 73.7571 | 72.1081 | 75.5258 | 80.3354
Total | Nuclear:Nuclear | DEF | DEF | 2038: 9.5411; 2039: 10.1424; 2040: 10.4572; 2041: 10.6661
Total | Renewable:Biomass | DEF | DEF | 0 | 0 | 0 | 0 | 0 | 0 | 0 | 0 | 0 | 0 | 0 | 0 | 0 | 0 | 0 | 0 | 0 | 0 | 0
Total | Renewable:Solar PV | DEF | DEF | 0 | 0 | 0 | 0 | 0 | 0 | 0 | 0 | 0 | 0 | 0 | 0 | 0 | 0 | 0 | 0 | 0 | 0 | 0
Total | Storage:Battery | DEF | DEF |  |  |  |  | 0 | 0 | 0 | 0 | 0 | 0 | 0 | 0 | 0 | 0 | 0 | 0 | 0 | 0 | 0

## FOM Cost
Fixed Cost ($000)
Base Case
Resource | Type | BA | Area | 2023 | 2024 | 2025 | 2026 | 2027 | 2028 | 2029 | 2030 | 2031 | 2032 | 2033 | 2034 | 2035 | 2036 | 2037 | 2038 | 2039 | 2040 | 2041
AC | Demand:Demand Response | DEF | DEF
Anclote 1 | Gas/Oil:Steam Turbine | DEF | DEF
Anclote 2 | Gas/Oil:Steam Turbine | DEF | DEF
As Avail | Gas/Oil:Combined Cycle | DEF | DEF
As Avail PCS | Renewable:Biomass | DEF | DEF
Bartow CC 1 0 | Gas/Oil:Combined Cycle | DEF | DEF
Bartow CC 1 PAG | Gas/Oil:Combined Cycle | DEF | DEF
BARTOW_P 1 | Gas/Oil:Combustion Turbine | DEF | DEF
BARTOW_P 2 | Gas/Oil:Combustion Turbine | DEF | DEF
BARTOW_P 3 | Gas/Oil:Combustion Turbine | DEF | DEF
BARTOW_P 4 | Gas/Oil:Combustion Turbine | DEF | DEF
Battery 4 Hours | Storage:Battery | DEF | DEF | [7 empty] | 1379.01 | 3634.56 | 8683.07 | 23943.59 | 49495.87 | 75714.22 | 86418.23 | 87231.83 | 88065.77 | 101888.14 | 112245.91 | 113368.5
BAYBORO_P 1 | Gas/Oil:Combustion Turbine | DEF | DEF
BAYBORO_P 2 | Gas/Oil:Combustion Turbine | DEF | DEF
BAYBORO_P 3 | Gas/Oil:Combustion Turbine | DEF | DEF
BAYBORO_P 4 | Gas/Oil:Combustion Turbine | DEF | DEF
Citrus CC 1 | Gas/Oil:Combined Cycle | DEF | DEF
Citrus CC 1 Duct | Gas/Oil:Combined Cycle | DEF | DEF
Citrus CC 2 | Gas/Oil:Combined Cycle | DEF | DEF
Citrus CC 2 Duct | Gas/Oil:Combined Cycle | DEF | DEF
Crystal 4 | Coal:Conventional | DEF | DEF
Crystal 5 | Coal:Conventional | DEF | DEF
DEBARY 10 | Gas/Oil:Combustion Turbine | DEF | DEF
DEBARY 2 | Gas/Oil:Combustion Turbine | DEF | DEF
DEBARY 3 | Gas/Oil:Combustion Turbine | DEF | DEF
DEBARY 4 | Gas/Oil:Combustion Turbine | DEF | DEF
DEBARY 5 | Gas/Oil:Combustion Turbine | DEF | DEF
DEBARY 6 | Gas/Oil:Combustion Turbine | DEF | DEF
DEBARY 7 | Gas/Oil:Combustion Turbine | DEF | DEF
DEBARY 8 | Gas/Oil:Combustion Turbine | DEF | DEF
DEBARY 9 | Gas/Oil:Combustion Turbine | DEF | DEF
DEF Nuclear GE X300 PTC | Nuclear:Nuclear | DEF | DEF | 2038: 83408.97; 2039: 146561.46; 2040: 237857.03; 2041: 307962.26
Gen 190MW CT | Gas/Oil:Combustion Turbine | DEF | DEF | 2034: 16275.58; 2035: 28598.53; 2036: 29313.49; 2037: 30046.32; 2038: 30797.48; 2039: 31567.42; 2040: 32356.61; 2041: 33165.52
Gen 190MW CT Ave | Gas/Oil:Combustion Turbine | DEF | DEF | 2039: 5375.26; 2040: 9445.1; 2041: 9681.23
HEAT | Demand:Demand Response | DEF | DEF
Hines CC 1 | Gas/Oil:Combined Cycle | DEF | DEF
Hines CC 2 | Gas/Oil:Combined Cycle | DEF | DEF
Hines CC 3 | Gas/Oil:Combined Cycle | DEF | DEF
Hines CC 4 | Gas/Oil:Combined Cycle | DEF | DEF
INT CITY 1 | Gas/Oil:Combustion Turbine | DEF | DEF
INT CITY 10 | Gas/Oil:Combustion Turbine | DEF | DEF
INT CITY 11 | Gas/Oil:Combustion Turbine | DEF | DEF
INT CITY 12 | Gas/Oil:Combustion Turbine | DEF | DEF
INT CITY 13 | Gas/Oil:Combustion Turbine | DEF | DEF
INT CITY 14 | Gas/Oil:Combustion Turbine | DEF | DEF
INT CITY 2 | Gas/Oil:Combustion Turbine | DEF | DEF
INT CITY 3 | Gas/Oil:Combustion Turbine | DEF | DEF
INT CITY 4 | Gas/Oil:Combustion Turbine | DEF | DEF
INT CITY 5 | Gas/Oil:Combustion Turbine | DEF | DEF
INT CITY 6 | Gas/Oil:Combustion Turbine | DEF | DEF
INT CITY 7 | Gas/Oil:Combustion Turbine | DEF | DEF
INT CITY 8 | Gas/Oil:Combustion Turbine | DEF | DEF
INT CITY 9 | Gas/Oil:Combustion Turbine | DEF | DEF
INTER | Demand:Demand Response | DEF | DEF
Mulberry | Gas/Oil:Combined Cycle | DEF | DEF | 2023: 112647.9; 2024: 52619.56
NSG Vand CT 1 | Gas/Oil:Combustion Turbine | DEF | DEF | 2023: 9658.15; 2024: 9658.15; 2025: 9658.15; 2026: 9658.15; 2027: 3074.84
NSG Vand CT 2 | Gas/Oil:Combustion Turbine | DEF | DEF | 2023: 9658.15; 2024: 9658.15; 2025: 9658.15; 2026: 9658.15; 2027: 3074.84
NSG Vand CT 3 | Gas/Oil:Combustion Turbine | DEF | DEF | 2023: 9658.15; 2024: 9658.15; 2025: 9658.15; 2026: 9658.15; 2027: 3074.84
NSG Vand CT 4 | Gas/Oil:Combustion Turbine | DEF | DEF | 2023: 9658.15; 2024: 9658.15; 2025: 9658.15; 2026: 9658.15; 2027: 3074.84
Orange Cogen | Gas/Oil:Combined Cycle | DEF | DEF | 2023: 82037.98; 2024: 86215.48; 2025: 90565.39
Orlando Cogen | Gas/Oil:Combined Cycle | DEF | DEF | 2023: 82526.95
Osprey 1 0 | Gas/Oil:Combined Cycle | DEF | DEF
Osprey 1 1 | Gas/Oil:Combined Cycle | DEF | DEF
Osprey 1 2 | Gas/Oil:Combined Cycle | DEF | DEF
OspreyAcq | Gas/Oil:Combined Cycle | DEF | DEF
OspreyAcqDF | Gas/Oil:Combined Cycle | DEF | DEF
Pasco County | Renewable:Biomass | DEF | DEF | 2023: 31016.88; 2024: 32993.04
Pinellas County | Renewable:Biomass | DEF | DEF | 2023: 73833.66; 2024: 78537.79
Shady Hills 1 | Gas/Oil:Combustion Turbine | DEF | DEF | 2023: 8965.12; 2024: 2245.96
Shady Hills 2 | Gas/Oil:Combustion Turbine | DEF | DEF | 2023: 8965.12; 2024: 2245.96
Shady Hills 3 | Gas/Oil:Combustion Turbine | DEF | DEF | 2023: 8965.12; 2024: 2245.96
Solar 3rdParty Block 1 | Renewable:Solar PV | DEF | DEF
Solar 3rdParty Block 2 | Renewable:Solar PV | DEF | DEF
Solar 3rdParty Block 3 | Renewable:Solar PV | DEF | DEF
Solar DEF Bay Ranch | Renewable:Solar PV | DEF | DEF | 415.33 | 633 | 647 | 662 | 682 | 750 | 768 | 786 | 804 | 828 | 843 | 862 | 883 | 946 | 929 | 946 | 968 | 991 | 1015
Solar DEF Bay Trail | Renewable:Solar PV | DEF | DEF | 623 | 637 | 652 | 672 | 739 | 756 | 774 | 792 | 816 | 830 | 850 | 869 | 932 | 916 | 932 | 954 | 976 | 1000 | 1028
Solar DEF Charlie Creek | Renewable:Solar PV | DEF | DEF | 530 | 541 | 551 | 567 | 630 | 643 | 656 | 670 | 689 | 698 | 712 | 727 | 784 | 761 | 772 | 788 | 804 | 820 | 842
Solar DEF Columbia | Renewable:Solar PV | DEF | DEF | 827.78 | 847.53 | 938.7 | 950.02 | 973.2 | 1008.71 | 1021.11 | 1045.88 | 1083.54 | 1097.21 | 1176.9 | 1163.92 | 1179.14 | 1207.91 | 1250.78 | 1267.84 | 1299.08 | 1345.07 | 1364.27
Solar DEF County Line | Renewable:Solar PV | DEF | DEF |  |  | 589.65 | 658.25 | 673.5 | 694 | 761.5 | 779.75 | 798.25 | 817 | 841.25 | 856 | 876 | 896.75 | 960.25 | 944.25 | 961.5 | 984.25 | 1007.5
Solar DEF Debary | Renewable:Solar PV | DEF | DEF | 930.78 | 955.65 | 981.84 | 1003.3 | 1026.52 | 1054.16 | 1081.16 | 1103.45 | 1131.65 | 1156.58 | 1221.39 | 1231.17 | 1242.82 | 1270.27 | 1304.14 | 1333.28 | 1368.12 | 1402.17 | 1432.61
Solar DEF Duette | Renewable:Solar PV | DEF | DEF | 634 | 649 | 664 | 685 | 752 | 770 | 788 | 807 | 831 | 845 | 865 | 886 | 949 | 933 | 950 | 972 | 995 | 1019 | 1048
Solar DEF Falmouth | Renewable:Solar PV | DEF | DEF |  | 704.44 | 661.12 | 658.25 | 673.5 | 694 | 761.5 | 779.75 | 798.25 | 817 | 841.25 | 856 | 876 | 896.75 | 960.25 | 944.25 | 961.5 | 984.25 | 1007.5
Solar DEF Fort Green | Renewable:Solar PV | DEF | DEF | 623 | 637 | 652 | 672 | 739 | 756 | 774 | 792 | 816 | 830 | 850 | 869 | 932 | 916 | 932 | 954 | 976 | 1000 | 1028
Solar DEF Hamilton | Renewable:Solar PV | DEF | DEF | 1178.75 | 1266.34 | 1294.41 | 1323.06 | 1352.31 | 1382.19 | 1412.71 | 1443.91 | 1475.81 | 1561.53 | 1541.88 | 1576.12 | 1611.2 | 1647.18 | 1684.07 | 1721.92 | 1760.76 | 1800.61 | 1841.53
Solar DEF Hardeetown | Renewable:Solar PV | DEF | DEF | 415.33 | 633 | 647 | 662 | 682 | 750 | 768 | 786 | 804 | 828 | 843 | 862 | 883 | 946 | 929 | 946 | 968 | 991 | 1015
Solar DEF High Spring | Renewable:Solar PV | DEF | DEF | 311.5 | 633 | 647 | 662 | 682 | 750 | 768 | 786 | 804 | 828 | 843 | 862 | 883 | 946 | 929 | 946 | 968 | 991 | 1015
Solar DEF Hildreth | Renewable:Solar PV | DEF | DEF | 415.33 | 633 | 647 | 662 | 682 | 750 | 768 | 786 | 804 | 828 | 843 | 862 | 883 | 946 | 929 | 946 | 968 | 991 | 1015
Solar DEF Lake Placid | Renewable:Solar PV | DEF | DEF | 610 | 629 | 677 | 693 | 710 | 726 | 748 | 761 | 779 | 797 | 856 | 840 | 854 | 874 | 895 | 916 | 942 | 960 | 982
Solar DEF Mule Creek | Renewable:Solar PV | DEF | DEF |  | 915.78 | 661.12 | 658.25 | 673.5 | 694 | 761.5 | 779.75 | 798.25 | 817 | 841.25 | 856 | 876 | 896.75 | 960.25 | 944.25 | 961.5 | 984.25 | 1007.5
Solar DEF NEW 1 | Renewable:Solar PV | DEF | DEF | 2035: 5368.02; 2036: 5474.71; 2037: 5583.52; 2038: 5694.49; 2039: 5807.67; 2040: 5923.09; 2041: 6040.82
Solar DEF NEW 1 PTC | Renewable:Solar PV | DEF | DEF | 2025: 4409.05; 2026: 4496.68; 2027: 4586.05; 2028: 4677.2; 2029: 4770.16; 2030: 4864.96; 2031: 4961.65; 2032: 5060.27; 2033: 5160.84; 2034: 5263.41
Solar DEF NEW 2 | Renewable:Solar PV | DEF | DEF | 2035: 4473.35; 2036: 10981.51; 2037: 11199.77; 2038: 11422.36; 2039: 11649.38; 2040: 11880.91; 2041: 12117.05
Solar DEF NEW 2 PTC | Renewable:Solar PV | DEF | DEF | 2025: 3674.21; 2026: 9019.71; 2027: 9198.98; 2028: 9381.81; 2029: 9568.28; 2030: 9758.45; 2031: 9952.39; 2032: 10150.2; 2033: 10351.93; 2034: 10557.68; 2035: 6294.16
Solar DEF NEW 3 | Renewable:Solar PV | DEF | DEF | 2037: 939.96; 2038: 12520.18; 2039: 24372.7; 2040: 34220.3; 2041: 47610.33
Solar DEF NEW 3 PTC | Renewable:Solar PV | DEF | DEF |  |  |  |  | 772.04 | 10283.51 | 20018.63 | 28107 | 39104.95 | 53202.96 | 69033.36 | 70405.39 | 71804.7 | 73231.81 | 73747.34 | 63651.52 | 53312.9 | 45009.3 | 33193.96
Solar DEF NEW 4 | Renewable:Solar PV | DEF | DEF | 2036: 917.04; 2037: 11274.85; 2038: 11498.93; 2039: 11727.48; 2040: 11960.56; 2041: 12198.28
Solar DEF NEW 4 PTC | Renewable:Solar PV | DEF | DEF | 2026: 753.21; 2027: 9260.65; 2028: 9444.7; 2029: 9632.42; 2030: 9823.86; 2031: 10019.11; 2032: 10218.24; 2033: 10421.33; 2034: 10628.45; 2035: 10839.69; 2036: 10138.1
Solar DEF NEW 6 PTC | Renewable:Solar PV | DEF | DEF | 2033: 2686; 2034: 35547.71; 2035: 64709.14; 2036: 65995.22; 2037: 67306.89; 2038: 68644.63; 2039: 70008.95; 2040: 71400.37; 2041: 72819.45
Solar DEF Osc Perry Suw | Renewable:Solar PV | DEF | DEF
Solar DEF Sandy Creek | Renewable:Solar PV | DEF | DEF | 640 | 653 | 669 | 688 | 712 | 734 | 757 | 781 | 809 | 832 | 857 | 883 | 938 | 953 | 964 | 988 | 1014 | 1040 | 1069
Solar DEF Santa Fe | Renewable:Solar PV | DEF | DEF | 1073 | 1095 | 1125 | 1209 | 1234 | 1263 | 1297 | 1328 | 1354 | 1390 | 1419 | 1503 | 1496 | 1521 | 1557 | 1598 | 1632 | 1676 | 1715
Solar DEF St Pete Pier | Renewable:Solar PV | DEF | DEF
Solar DEF Trenton | Renewable:Solar PV | DEF | DEF | 1075 | 1105 | 1189 | 1213 | 1242 | 1275 | 1306 | 1332 | 1367 | 1395 | 1479 | 1471 | 1497 | 1532 | 1573 | 1606 | 1649 | 1688 | 1723
Solar DEF Twin Rivers | Renewable:Solar PV | DEF | DEF | 982.72 | 1002.09 | 1030.69 | 1110.98 | 1133.8 | 1160.99 | 1192.71 | 1222.17 | 1246.19 | 1279.99 | 1306.27 | 1388.35 | 1378.55 | 1401.96 | 1435.49 | 1474.32 | 1505.19 | 1546.44 | 1583.28
Solar DEF Winquepin | Renewable:Solar PV | DEF | DEF |  | 915.78 | 661.12 | 658.25 | 673.5 | 694 | 761.5 | 779.75 | 798.25 | 817 | 841.25 | 856 | 876 | 896.75 | 960.25 | 944.25 | 961.5 | 984.25 | 1007.5
Solar+Storage DEF NEW 1 | Renewable:Solar PV | DEF | DEF | 2039: 874.59; 2040: 11649.41; 2041: 22907.31
Solar+Storage DEF NEW 1 PTC + ITC | Renewable:Solar PV | DEF | DEF | [6 empty] | 748.95 | 9799.35 | 18815.02 | 27698.36 | 28248.86 | 28810.31 | 29382.92 | 29966.9 | 30562.5 | 31169.92 | 30914.83 | 20771.83 | 10158.3
Standby | Demand:Demand Response | DEF | DEF
SUWANNEE_P 1 | Gas/Oil:Combustion Turbine | DEF | DEF
SUWANNEE_P 2 | Gas/Oil:Combustion Turbine | DEF | DEF
SUWANNEE_P 3 | Gas/Oil:Combustion Turbine | DEF | DEF
Tigerbay 1 | Gas/Oil:Combined Cycle | DEF | DEF
U OF FL 1 | Gas/Oil:Combustion Turbine | DEF | DEF
Voltage Red | Demand:Demand Response | DEF | DEF
WaterHtr_PP | Demand:Demand Response | DEF | DEF
Total |  |  |  | 458876.85 | 310821.96 | 152866.9 | 68969.56 | 52782.91 | 51092.27 | 62664.13 | 82074.04 | 105294.87 | 134305.41 | 169717.35 | 247263.96 | 318014.44 | 333741.33 | 339699.46 | 429008.61 | 516699.93 | 627918.71 | 704969.7
Group Totals
Resource | Type | BA | Area | 2023 | 2024 | 2025 | 2026 | 2027 | 2028 | 2029 | 2030 | 2031 | 2032 | 2033 | 2034 | 2035 | 2036 | 2037 | 2038 | 2039 | 2040 | 2041
Total | Coal:Conventional | DEF | DEF
Total | Demand:Demand Response | DEF | DEF
Total | Gas/Oil:Combined Cycle | DEF | DEF | 2023: 277212.83; 2024: 138835.04; 2025: 90565.39
Total | Gas/Oil:Combustion Turbine | DEF | DEF | 65527.96 | 45370.48 | 38632.6 | 38632.6 | 12299.36 | [6 empty] | 16275.58 | 28598.53 | 29313.49 | 30046.32 | 30797.48 | 36942.68 | 41801.71 | 42846.75
Total | Gas/Oil:Steam Turbine | DEF | DEF
Total | Nuclear:Nuclear | DEF | DEF | 2038: 83408.97; 2039: 146561.46; 2040: 237857.03; 2041: 307962.26
Total | Renewable:Biomass | DEF | DEF | 2023: 104850.54; 2024: 111530.83
Total | Renewable:Solar PV | DEF | DEF | 11285.52 | 15085.61 | 23668.91 | 30336.96 | 40483.55 | 51092.27 | 62664.13 | 80695.03 | 101660.31 | 125622.34 | 145773.76 | 181492.51 | 213701.69 | 218009.61 | 222421.31 | 226736.39 | 231307.65 | 236014.06 | 240792.19
Total | Storage:Battery | DEF | DEF | [7 empty] | 1379.01 | 3634.56 | 8683.07 | 23943.59 | 49495.87 | 75714.22 | 86418.23 | 87231.83 | 88065.77 | 101888.14 | 112245.91 | 113368.5
Battery Case
Resource | Type | BA | Area | 2023 | 2024 | 2025 | 2026 | 2027 | 2028 | 2029 | 2030 | 2031 | 2032 | 2033 | 2034 | 2035 | 2036 | 2037 | 2038 | 2039 | 2040 | 2041
AC | Demand:Demand Response | DEF | DEF
Anclote 1 | Gas/Oil:Steam Turbine | DEF | DEF
Anclote 2 | Gas/Oil:Steam Turbine | DEF | DEF
As Avail | Gas/Oil:Combined Cycle | DEF | DEF
As Avail PCS | Renewable:Biomass | DEF | DEF
Bartow CC 1 0 | Gas/Oil:Combined Cycle | DEF | DEF
Bartow CC 1 PAG | Gas/Oil:Combined Cycle | DEF | DEF
BARTOW_P 1 | Gas/Oil:Combustion Turbine | DEF | DEF
BARTOW_P 2 | Gas/Oil:Combustion Turbine | DEF | DEF
BARTOW_P 3 | Gas/Oil:Combustion Turbine | DEF | DEF
BARTOW_P 4 | Gas/Oil:Combustion Turbine | DEF | DEF
Battery 2 Hours | Storage:Battery | DEF | DEF |  |  |  |  | 2349.84 | 2292.82 | 2280.21 | 2284.04 | 2215.32 | 2234.05 | 2253.25 | 2272.93 | 2293.11 | 2313.78 | 2334.98 | 2356.7 | 2378.97 | 2401.79 | 2425.19
Battery 4 Hours | Storage:Battery | DEF | DEF | 2032: 4052.1; 2033: 19271.67; 2034: 44781.98; 2035: 70957.31; 2036: 81617.21; 2037: 82385.61; 2038: 83173.23; 2039: 96948.12; 2040: 107257.2; 2041: 108329.89
BAYBORO_P 1 | Gas/Oil:Combustion Turbine | DEF | DEF
BAYBORO_P 2 | Gas/Oil:Combustion Turbine | DEF | DEF
BAYBORO_P 3 | Gas/Oil:Combustion Turbine | DEF | DEF
BAYBORO_P 4 | Gas/Oil:Combustion Turbine | DEF | DEF
Citrus CC 1 | Gas/Oil:Combined Cycle | DEF | DEF
Citrus CC 1 Duct | Gas/Oil:Combined Cycle | DEF | DEF
Citrus CC 2 | Gas/Oil:Combined Cycle | DEF | DEF
Citrus CC 2 Duct | Gas/Oil:Combined Cycle | DEF | DEF
Crystal 4 | Coal:Conventional | DEF | DEF
Crystal 5 | Coal:Conventional | DEF | DEF
DEBARY 10 | Gas/Oil:Combustion Turbine | DEF | DEF
DEBARY 2 | Gas/Oil:Combustion Turbine | DEF | DEF
DEBARY 3 | Gas/Oil:Combustion Turbine | DEF | DEF
DEBARY 4 | Gas/Oil:Combustion Turbine | DEF | DEF
DEBARY 5 | Gas/Oil:Combustion Turbine | DEF | DEF
DEBARY 6 | Gas/Oil:Combustion Turbine | DEF | DEF
DEBARY 7 | Gas/Oil:Combustion Turbine | DEF | DEF
DEBARY 8 | Gas/Oil:Combustion Turbine | DEF | DEF
DEBARY 9 | Gas/Oil:Combustion Turbine | DEF | DEF
DEF Nuclear GE X300 PTC | Nuclear:Nuclear | DEF | DEF | 2038: 83408.97; 2039: 146561.46; 2040: 237857.03; 2041: 307962.26
Gen 190MW CT | Gas/Oil:Combustion Turbine | DEF | DEF | 2034: 16275.58; 2035: 28598.53; 2036: 29313.49; 2037: 30046.32; 2038: 30797.48; 2039: 31567.42; 2040: 32356.61; 2041: 33165.52
Gen 190MW CT Ave | Gas/Oil:Combustion Turbine | DEF | DEF | 2039: 5375.26; 2040: 9445.1; 2041: 9681.23
HEAT | Demand:Demand Response | DEF | DEF
Hines CC 1 | Gas/Oil:Combined Cycle | DEF | DEF
Hines CC 2 | Gas/Oil:Combined Cycle | DEF | DEF
Hines CC 3 | Gas/Oil:Combined Cycle | DEF | DEF
Hines CC 4 | Gas/Oil:Combined Cycle | DEF | DEF
INT CITY 1 | Gas/Oil:Combustion Turbine | DEF | DEF
INT CITY 10 | Gas/Oil:Combustion Turbine | DEF | DEF
INT CITY 11 | Gas/Oil:Combustion Turbine | DEF | DEF
INT CITY 12 | Gas/Oil:Combustion Turbine | DEF | DEF
INT CITY 13 | Gas/Oil:Combustion Turbine | DEF | DEF
INT CITY 14 | Gas/Oil:Combustion Turbine | DEF | DEF
INT CITY 2 | Gas/Oil:Combustion Turbine | DEF | DEF
INT CITY 3 | Gas/Oil:Combustion Turbine | DEF | DEF
INT CITY 4 | Gas/Oil:Combustion Turbine | DEF | DEF
INT CITY 5 | Gas/Oil:Combustion Turbine | DEF | DEF
INT CITY 6 | Gas/Oil:Combustion Turbine | DEF | DEF
INT CITY 7 | Gas/Oil:Combustion Turbine | DEF | DEF
INT CITY 8 | Gas/Oil:Combustion Turbine | DEF | DEF
INT CITY 9 | Gas/Oil:Combustion Turbine | DEF | DEF
INTER | Demand:Demand Response | DEF | DEF
Mulberry | Gas/Oil:Combined Cycle | DEF | DEF | 2023: 112647.9; 2024: 52619.56
NSG Vand CT 1 | Gas/Oil:Combustion Turbine | DEF | DEF | 2023: 9658.15; 2024: 9658.15; 2025: 9658.15; 2026: 9658.15; 2027: 3074.84
NSG Vand CT 2 | Gas/Oil:Combustion Turbine | DEF | DEF | 2023: 9658.15; 2024: 9658.15; 2025: 9658.15; 2026: 9658.15; 2027: 3074.84
NSG Vand CT 3 | Gas/Oil:Combustion Turbine | DEF | DEF | 2023: 9658.15; 2024: 9658.15; 2025: 9658.15; 2026: 9658.15; 2027: 3074.84
NSG Vand CT 4 | Gas/Oil:Combustion Turbine | DEF | DEF | 2023: 9658.15; 2024: 9658.15; 2025: 9658.15; 2026: 9658.15; 2027: 3074.84
Orange Cogen | Gas/Oil:Combined Cycle | DEF | DEF | 2023: 82037.98; 2024: 86215.48; 2025: 90565.39
Orlando Cogen | Gas/Oil:Combined Cycle | DEF | DEF | 2023: 82526.95
Osprey 1 0 | Gas/Oil:Combined Cycle | DEF | DEF
Osprey 1 1 | Gas/Oil:Combined Cycle | DEF | DEF
Osprey 1 2 | Gas/Oil:Combined Cycle | DEF | DEF
OspreyAcq | Gas/Oil:Combined Cycle | DEF | DEF
OspreyAcqDF | Gas/Oil:Combined Cycle | DEF | DEF
Pasco County | Renewable:Biomass | DEF | DEF | 2023: 31016.88; 2024: 32993.04
Pinellas County | Renewable:Biomass | DEF | DEF | 2023: 73833.66; 2024: 78537.79
Shady Hills 1 | Gas/Oil:Combustion Turbine | DEF | DEF | 2023: 8965.12; 2024: 2245.96
Shady Hills 2 | Gas/Oil:Combustion Turbine | DEF | DEF | 2023: 8965.12; 2024: 2245.96
Shady Hills 3 | Gas/Oil:Combustion Turbine | DEF | DEF | 2023: 8965.12; 2024: 2245.96
Solar 3rdParty Block 1 | Renewable:Solar PV | DEF | DEF
Solar 3rdParty Block 2 | Renewable:Solar PV | DEF | DEF
Solar 3rdParty Block 3 | Renewable:Solar PV | DEF | DEF
Solar DEF Bay Ranch | Renewable:Solar PV | DEF | DEF | 415.33 | 633 | 647 | 662 | 682 | 750 | 768 | 786 | 804 | 828 | 843 | 862 | 883 | 946 | 929 | 946 | 968 | 991 | 1015
Solar DEF Bay Trail | Renewable:Solar PV | DEF | DEF | 623 | 637 | 652 | 672 | 739 | 756 | 774 | 792 | 816 | 830 | 850 | 869 | 932 | 916 | 932 | 954 | 976 | 1000 | 1028
Solar DEF Charlie Creek | Renewable:Solar PV | DEF | DEF | 530 | 541 | 551 | 567 | 630 | 643 | 656 | 670 | 689 | 698 | 712 | 727 | 784 | 761 | 772 | 788 | 804 | 820 | 842
Solar DEF Columbia | Renewable:Solar PV | DEF | DEF | 827.78 | 847.53 | 938.7 | 950.02 | 973.2 | 1008.71 | 1021.11 | 1045.88 | 1083.54 | 1097.21 | 1176.9 | 1163.92 | 1179.14 | 1207.91 | 1250.78 | 1267.84 | 1299.08 | 1345.07 | 1364.27
Solar DEF County Line | Renewable:Solar PV | DEF | DEF |  |  | 589.65 | 658.25 | 673.5 | 694 | 761.5 | 779.75 | 798.25 | 817 | 841.25 | 856 | 876 | 896.75 | 960.25 | 944.25 | 961.5 | 984.25 | 1007.5
Solar DEF Debary | Renewable:Solar PV | DEF | DEF | 930.78 | 955.65 | 981.84 | 1003.3 | 1026.52 | 1054.16 | 1081.16 | 1103.45 | 1131.65 | 1156.58 | 1221.39 | 1231.17 | 1242.82 | 1270.27 | 1304.14 | 1333.28 | 1368.12 | 1402.17 | 1432.61
Solar DEF Duette | Renewable:Solar PV | DEF | DEF | 634 | 649 | 664 | 685 | 752 | 770 | 788 | 807 | 831 | 845 | 865 | 886 | 949 | 933 | 950 | 972 | 995 | 1019 | 1048
Solar DEF Falmouth | Renewable:Solar PV | DEF | DEF |  | 704.44 | 661.12 | 658.25 | 673.5 | 694 | 761.5 | 779.75 | 798.25 | 817 | 841.25 | 856 | 876 | 896.75 | 960.25 | 944.25 | 961.5 | 984.25 | 1007.5
Solar DEF Fort Green | Renewable:Solar PV | DEF | DEF | 623 | 637 | 652 | 672 | 739 | 756 | 774 | 792 | 816 | 830 | 850 | 869 | 932 | 916 | 932 | 954 | 976 | 1000 | 1028
Solar DEF Hamilton | Renewable:Solar PV | DEF | DEF | 1178.75 | 1266.34 | 1294.41 | 1323.06 | 1352.31 | 1382.19 | 1412.71 | 1443.91 | 1475.81 | 1561.53 | 1541.88 | 1576.12 | 1611.2 | 1647.18 | 1684.07 | 1721.92 | 1760.76 | 1800.61 | 1841.53
Solar DEF Hardeetown | Renewable:Solar PV | DEF | DEF | 415.33 | 633 | 647 | 662 | 682 | 750 | 768 | 786 | 804 | 828 | 843 | 862 | 883 | 946 | 929 | 946 | 968 | 991 | 1015
Solar DEF High Spring | Renewable:Solar PV | DEF | DEF | 311.5 | 633 | 647 | 662 | 682 | 750 | 768 | 786 | 804 | 828 | 843 | 862 | 883 | 946 | 929 | 946 | 968 | 991 | 1015
Solar DEF Hildreth | Renewable:Solar PV | DEF | DEF | 415.33 | 633 | 647 | 662 | 682 | 750 | 768 | 786 | 804 | 828 | 843 | 862 | 883 | 946 | 929 | 946 | 968 | 991 | 1015
Solar DEF Lake Placid | Renewable:Solar PV | DEF | DEF | 610 | 629 | 677 | 693 | 710 | 726 | 748 | 761 | 779 | 797 | 856 | 840 | 854 | 874 | 895 | 916 | 942 | 960 | 982
Solar DEF Mule Creek | Renewable:Solar PV | DEF | DEF |  | 915.78 | 661.12 | 658.25 | 673.5 | 694 | 761.5 | 779.75 | 798.25 | 817 | 841.25 | 856 | 876 | 896.75 | 960.25 | 944.25 | 961.5 | 984.25 | 1007.5
Solar DEF NEW 1 | Renewable:Solar PV | DEF | DEF | 2035: 5368.02; 2036: 5474.71; 2037: 5583.52; 2038: 5694.49; 2039: 5807.67; 2040: 5923.09; 2041: 6040.82
Solar DEF NEW 1 PTC | Renewable:Solar PV | DEF | DEF | 2025: 4409.05; 2026: 4496.68; 2027: 4586.05; 2028: 4677.2; 2029: 4770.16; 2030: 4864.96; 2031: 4961.65; 2032: 5060.27; 2033: 5160.84; 2034: 5263.41
Solar DEF NEW 2 | Renewable:Solar PV | DEF | DEF | 2035: 4473.35; 2036: 10981.51; 2037: 11199.77; 2038: 11422.36; 2039: 11649.38; 2040: 11880.91; 2041: 12117.05
Solar DEF NEW 2 PTC | Renewable:Solar PV | DEF | DEF | 2025: 3674.21; 2026: 9019.71; 2027: 9198.98; 2028: 9381.81; 2029: 9568.28; 2030: 9758.45; 2031: 9952.39; 2032: 10150.2; 2033: 10351.93; 2034: 10557.68; 2035: 6294.16
Solar DEF NEW 3 | Renewable:Solar PV | DEF | DEF | 2037: 939.96; 2038: 12520.18; 2039: 24372.7; 2040: 34220.3; 2041: 47610.33
Solar DEF NEW 3 PTC | Renewable:Solar PV | DEF | DEF |  |  |  |  | 772.04 | 10283.51 | 20018.63 | 28107 | 39104.95 | 53202.96 | 69033.36 | 70405.39 | 71804.7 | 73231.81 | 73747.34 | 63651.52 | 53312.9 | 45009.3 | 33193.96
Solar DEF NEW 4 | Renewable:Solar PV | DEF | DEF | 2036: 917.04; 2037: 11274.85; 2038: 11498.93; 2039: 11727.48; 2040: 11960.56; 2041: 12198.28
Solar DEF NEW 4 PTC | Renewable:Solar PV | DEF | DEF | 2026: 753.21; 2027: 9260.65; 2028: 9444.7; 2029: 9632.42; 2030: 9823.86; 2031: 10019.11; 2032: 10218.24; 2033: 10421.33; 2034: 10628.45; 2035: 10839.69; 2036: 10138.1
Solar DEF NEW 6 PTC | Renewable:Solar PV | DEF | DEF | 2033: 2686; 2034: 35547.71; 2035: 64709.14; 2036: 65995.22; 2037: 67306.89; 2038: 68644.63; 2039: 70008.95; 2040: 71400.37; 2041: 72819.45
Solar DEF Osc Perry Suw | Renewable:Solar PV | DEF | DEF
Solar DEF Sandy Creek | Renewable:Solar PV | DEF | DEF | 640 | 653 | 669 | 688 | 712 | 734 | 757 | 781 | 809 | 832 | 857 | 883 | 938 | 953 | 964 | 988 | 1014 | 1040 | 1069
Solar DEF Santa Fe | Renewable:Solar PV | DEF | DEF | 1073 | 1095 | 1125 | 1209 | 1234 | 1263 | 1297 | 1328 | 1354 | 1390 | 1419 | 1503 | 1496 | 1521 | 1557 | 1598 | 1632 | 1676 | 1715
Solar DEF St Pete Pier | Renewable:Solar PV | DEF | DEF
Solar DEF Trenton | Renewable:Solar PV | DEF | DEF | 1075 | 1105 | 1189 | 1213 | 1242 | 1275 | 1306 | 1332 | 1367 | 1395 | 1479 | 1471 | 1497 | 1532 | 1573 | 1606 | 1649 | 1688 | 1723
Solar DEF Twin Rivers | Renewable:Solar PV | DEF | DEF | 982.72 | 1002.09 | 1030.69 | 1110.98 | 1133.8 | 1160.99 | 1192.71 | 1222.17 | 1246.19 | 1279.99 | 1306.27 | 1388.35 | 1378.55 | 1401.96 | 1435.49 | 1474.32 | 1505.19 | 1546.44 | 1583.28
Solar DEF Winquepin | Renewable:Solar PV | DEF | DEF |  | 915.78 | 661.12 | 658.25 | 673.5 | 694 | 761.5 | 779.75 | 798.25 | 817 | 841.25 | 856 | 876 | 896.75 | 960.25 | 944.25 | 961.5 | 984.25 | 1007.5
Solar+Storage DEF NEW 1 | Renewable:Solar PV | DEF | DEF | 2039: 874.59; 2040: 11649.41; 2041: 22907.31
Solar+Storage DEF NEW 1 PTC + ITC | Renewable:Solar PV | DEF | DEF | [6 empty] | 748.95 | 9799.35 | 18815.02 | 27698.36 | 28248.86 | 28810.31 | 29382.92 | 29966.9 | 30562.5 | 31169.92 | 30914.83 | 20771.83 | 10158.3
Standby | Demand:Demand Response | DEF | DEF
SUWANNEE_P 1 | Gas/Oil:Combustion Turbine | DEF | DEF
SUWANNEE_P 2 | Gas/Oil:Combustion Turbine | DEF | DEF
SUWANNEE_P 3 | Gas/Oil:Combustion Turbine | DEF | DEF
Tigerbay 1 | Gas/Oil:Combined Cycle | DEF | DEF
U OF FL 1 | Gas/Oil:Combustion Turbine | DEF | DEF
Voltage Red | Demand:Demand Response | DEF | DEF
WaterHtr_PP | Demand:Demand Response | DEF | DEF
Total |  |  |  | 458876.85 | 310821.96 | 152866.9 | 68969.56 | 55132.75 | 53385.09 | 64944.34 | 82979.07 | 103875.63 | 131908.49 | 167298.68 | 244823 | 315550.64 | 331254.09 | 337188.22 | 426472.77 | 514138.88 | 625331.79 | 702356.28
Group Totals
Resource | Type | BA | Area | 2023 | 2024 | 2025 | 2026 | 2027 | 2028 | 2029 | 2030 | 2031 | 2032 | 2033 | 2034 | 2035 | 2036 | 2037 | 2038 | 2039 | 2040 | 2041
Total | Coal:Conventional | DEF | DEF
Total | Demand:Demand Response | DEF | DEF
Total | Gas/Oil:Combined Cycle | DEF | DEF | 2023: 277212.83; 2024: 138835.04; 2025: 90565.39
Total | Gas/Oil:Combustion Turbine | DEF | DEF | 65527.96 | 45370.48 | 38632.6 | 38632.6 | 12299.36 | [6 empty] | 16275.58 | 28598.53 | 29313.49 | 30046.32 | 30797.48 | 36942.68 | 41801.71 | 42846.75
Total | Gas/Oil:Steam Turbine | DEF | DEF
Total | Nuclear:Nuclear | DEF | DEF | 2038: 83408.97; 2039: 146561.46; 2040: 237857.03; 2041: 307962.26
Total | Renewable:Biomass | DEF | DEF | 2023: 104850.54; 2024: 111530.83
Total | Renewable:Solar PV | DEF | DEF | 11285.52 | 15085.61 | 23668.91 | 30336.96 | 40483.55 | 51092.27 | 62664.13 | 80695.03 | 101660.31 | 125622.34 | 145773.76 | 181492.51 | 213701.69 | 218009.61 | 222421.31 | 226736.39 | 231307.65 | 236014.06 | 240792.19
Total | Storage:Battery | DEF | DEF |  |  |  |  | 2349.84 | 2292.82 | 2280.21 | 2284.04 | 2215.32 | 6286.15 | 21524.92 | 47054.91 | 73250.42 | 83930.99 | 84720.59 | 85529.93 | 99327.09 | 109658.99 | 110755.08

## VOM Cost
VOM ($000)
Base Case
Resource | Type | BA | Area | 2023 | 2024 | 2025 | 2026 | 2027 | 2028 | 2029 | 2030 | 2031 | 2032 | 2033 | 2034 | 2035 | 2036 | 2037 | 2038 | 2039 | 2040 | 2041
AC | Demand:Demand Response | DEF | DEF
Anclote 1 | Gas/Oil:Steam Turbine | DEF | DEF | 2192.06 | 2571.35 | 1205.3 | 2124.01 | 2110.45 | 2056.53 | 1787.86 | 1765.9 | 1068.65 | 1326.43 | 1274.24 | 1664.32 | 1891.49 | 1862.25 | 2501.68 | 2021.86 | 1981.95 | 1046.28 | 905.6
Anclote 2 | Gas/Oil:Steam Turbine | DEF | DEF | 1784.1 | 1710.3 | 1014.63 | 1382.76 | 1363.36 | 1732.46 | 1457.12 | 1089.29 | 1248.77 | 1091.65 | 1011.34 | 1131.07 | 1512.99 | 1619.56 | 1882.62 | 1012.54 | 382.17 | 356.41 | 334.58
As Avail | Gas/Oil:Combined Cycle | DEF | DEF | 99.11 | 92.23 | 75.91 | 75.31 | 79.62 | 87.41 | 108.51 | 87.89 | 76.17 | 70.97 | 73.99 | 78.3 | 76.16 | 89.8 | 83.42 | 89.8 | 85.6 | 82.65 | 99.31
As Avail PCS | Renewable:Biomass | DEF | DEF | 6706.26 | 5788.81 | 5220.46 | 5017.78 | 5654.96 | 6205.64 | 6151.55 | 5623.38 | 5183.99 | 4778.52 | 4775.62 | 5205.46 | 4815.83 | 5533.36 | 5696.81 | 6303.22 | 5872.1 | 6315.48 | 6285.22
Bartow CC 1 0 | Gas/Oil:Combined Cycle | DEF | DEF | 17769.88 | 17337.21 | 19558.38 | 19865.13 | 19421.32 | 20226.53 | 21981.35 | 22528.07 | 23090.88 | 23740.41 | 23178.24 | 24867.71 | 25494.83 | 26207.99 | 24143.08 | 27448.55 | 28139.99 | 28839.47 | 28239.35
Bartow CC 1 PAG | Gas/Oil:Combined Cycle | DEF | DEF | 710.82 | 688.41 | 522.28 | 569.62 | 513.54 | 540.13 | 537.65 | 404.73 | 328.54 | 336.37 | 305.76 | 500.14 | 628.39 | 622.65 | 697.78 | 642.43 | 713.41 | 629.36 | 619.63
BARTOW_P 1 | Gas/Oil:Combustion Turbine | DEF | DEF | 2026: 0
BARTOW_P 2 | Gas/Oil:Combustion Turbine | DEF | DEF | 0 | 0 | 0 | 0 | 0 | 0 | 0 | 0 | 0 | 0 | 0 | 0
BARTOW_P 3 | Gas/Oil:Combustion Turbine | DEF | DEF | 2026: 0
BARTOW_P 4 | Gas/Oil:Combustion Turbine | DEF | DEF | 0 | 0 | 0 | 0 | 0 | 0 | 0 | 0 | 0 | 0 | 0 | 0
Battery 4 Hours | Storage:Battery | DEF | DEF
BAYBORO_P 1 | Gas/Oil:Combustion Turbine | DEF | DEF | 2024: 2.81
BAYBORO_P 2 | Gas/Oil:Combustion Turbine | DEF | DEF | 2023: 0.69; 2024: 0.7; 2025: 0.72
BAYBORO_P 3 | Gas/Oil:Combustion Turbine | DEF | DEF
BAYBORO_P 4 | Gas/Oil:Combustion Turbine | DEF | DEF | 2024: 0.7
Citrus CC 1 | Gas/Oil:Combined Cycle | DEF | DEF | 7954.85 | 8224.71 | 7842.13 | 8622.04 | 8833.3 | 8080.48 | 9080.02 | 9258.62 | 8862.8 | 9765.2 | 9889.5 | 10090.5 | 9710.43 | 10273.25 | 9704.62 | 10697.08 | 10432.49 | 10150.08 | 10575.1
Citrus CC 1 Duct | Gas/Oil:Combined Cycle | DEF | DEF | 0 | 0 | 0 | 0 | 0 | 0 | 0 | 0 | 0 | 0 | 0 | 0 | 0 | 0 | 0 | 0 | 0 | 0 | 0
Citrus CC 2 | Gas/Oil:Combined Cycle | DEF | DEF | 7807.54 | 8173.35 | 8359.2 | 7987.3 | 8779.11 | 8024.95 | 9023.09 | 9248.9 | 8901.42 | 9641.24 | 9801.79 | 10113.31 | 9929.22 | 10280.31 | 9901.13 | 10639.28 | 10690.72 | 9818.43 | 11092.2
Citrus CC 2 Duct | Gas/Oil:Combined Cycle | DEF | DEF | 0 | 0 | 0 | 0 | 0 | 0 | 0 | 0 | 0 | 0 | 0 | 0 | 0 | 0 | 0 | 0 | 0 | 0 | 0
Crystal 4 | Coal:Conventional | DEF | DEF | 2712.35 | 2789.65 | 3033.38 | 2722.24 | 3377.4 | 4652.4 | 4443.69 | 5420.84 | 9062.93 | 6724.87 | 7536.77 | 3263.33
Crystal 5 | Coal:Conventional | DEF | DEF | 1855.35 | 3057.87 | 3164.09 | 2848.5 | 2927.46 | 4349 | 3686.39 | 5512.71 | 7314.14 | 8445.02 | 7320.64 | 2733.86
DEBARY 10 | Gas/Oil:Combustion Turbine | DEF | DEF | 2025: 0; 2026: 0; 2028: 0; 2029: 0; 2030: 0; 2032: 0; 2033: 0; 2034: 0; 2035: 0
DEBARY 2 | Gas/Oil:Combustion Turbine | DEF | DEF | 2024: 0
DEBARY 3 | Gas/Oil:Combustion Turbine | DEF | DEF | 2025: 0; 2026: 0; 2027: 0
DEBARY 4 | Gas/Oil:Combustion Turbine | DEF | DEF | 2024: 0; 2025: 0; 2026: 0; 2027: 0
DEBARY 5 | Gas/Oil:Combustion Turbine | DEF | DEF | 2024: 0; 2027: 0
DEBARY 6 | Gas/Oil:Combustion Turbine | DEF | DEF | 2023: 0; 2024: 0; 2025: 0; 2026: 0; 2027: 0
DEBARY 7 | Gas/Oil:Combustion Turbine | DEF | DEF | 0 | 0 | 0 | 0 | 0 | 0 | 0 | 0 | 0 | 0 | 0 | 0 | 0 | 0
DEBARY 8 | Gas/Oil:Combustion Turbine | DEF | DEF | 0 | 0 | 0 | 0 | 0 | 0 | 0 | 0 | 0 | 0 | 0 | 0 | 0 | 0
DEBARY 9 | Gas/Oil:Combustion Turbine | DEF | DEF | 0 | 0 | 0 | 0 | 0 | 0 | 0 | 0 | 0 | 0 | 0 | 0 | 0 | 0
DEF Nuclear GE X300 PTC | Nuclear:Nuclear | DEF | DEF | 2038: 0; 2039: -0.01; 2040: 0; 2041: 0.01
Gen 190MW CT | Gas/Oil:Combustion Turbine | DEF | DEF | 2034: 14.66; 2035: 59.57; 2036: 333.46; 2037: 374.6; 2038: 243.34; 2039: 670.08; 2040: 688.55; 2041: 508.34
Gen 190MW CT Ave | Gas/Oil:Combustion Turbine | DEF | DEF | 2039: 175.28; 2040: 209.06; 2041: 177.46
HEAT | Demand:Demand Response | DEF | DEF
Hines CC 1 | Gas/Oil:Combined Cycle | DEF | DEF | 9604.88 | 9774.69 | 10852.81 | 8689.3 | 9693.46 | 8955.06 | 9612.64 | 7647.17 | 4537.79 | 3858.05 | 5016.74 | 6365.87 | 8201.06 | 7857.36 | 10740.12 | 7703.83 | 1666.64
Hines CC 2 | Gas/Oil:Combined Cycle | DEF | DEF | 8564.82 | 9149.38 | 8726.05 | 9667.02 | 9439.71 | 9966.42 | 8629.18 | 9568.58 | 8188.15 | 7646.62 | 6914.34 | 7970.88 | 9120.7 | 8934.33 | 10138.76 | 9245.11 | 8521.63 | 8794.21 | 8094.09
Hines CC 3 | Gas/Oil:Combined Cycle | DEF | DEF | 9763.53 | 9889.44 | 10428.84 | 9529.61 | 11366.97 | 11040.14 | 11513.71 | 9881.98 | 11277.92 | 9805.6 | 11008.74 | 10112.64 | 11478.19 | 11211.4 | 13223.17 | 10892.25 | 11428.1 | 10706.28 | 10950.31
Hines CC 4 | Gas/Oil:Combined Cycle | DEF | DEF | 4806.19 | 5627.55 | 4740.18 | 5860.51 | 5618.75 | 6189.26 | 5926.5 | 6381 | 5362.63 | 6155.62 | 5820.97 | 6074.34 | 5553.55 | 6711.87 | 6461.73 | 6859.54 | 6597.88 | 6874.19 | 6036.09
INT CITY 1 | Gas/Oil:Combustion Turbine | DEF | DEF | 2024: 1.41; 2025: 0.72; 2026: 1.48; 2027: 0.76; 2028: 4.66; 2029: 23.85; 2030: 9.78; 2031: 4.18; 2032: 1.71; 2033: 9.66; 2034: 1.8
INT CITY 10 | Gas/Oil:Combustion Turbine | DEF | DEF | 0 | 0 | 0 | 0 | 0 | 0 | 0 | 0 | 0 | 0 | 0 | 0 | 0 | 0 | 0 | 0
INT CITY 11 | Gas/Oil:Combustion Turbine | DEF | DEF | 0 | 0 | 0 | 0 |  | 0 | 0 | 0 | 0 | 0 | 0 | 0 | 0 | 0 | 0 | 0 | 0 | 0 | 0
INT CITY 12 | Gas/Oil:Combustion Turbine | DEF | DEF | 0 | 0 | 0 | 0 | 0 | 0 | 0 | 0 | 0 | 0 | 0 | 0 | 0 | 0 | 0 | 0 | 0 | 0 | 0
INT CITY 13 | Gas/Oil:Combustion Turbine | DEF | DEF | 0 | 0 | 0 | 0 | 0 | 0 | 0 | 0 | 0 | 0 | 0 | 0 | 0 | 0 | 0 | 0 | 0 | 0 | 0
INT CITY 14 | Gas/Oil:Combustion Turbine | DEF | DEF | 0 | 0 | 0 | 0 | 0 | 0 | 0 | 0 | 0 | 0 | 0 | 0 | 0 | 0 | 0 | 0 | 0 | 0 | 0
INT CITY 2 | Gas/Oil:Combustion Turbine | DEF | DEF | 2028: 2.33; 2029: 8.74; 2030: 12.23; 2031: 1.67; 2032: 0.86; 2033: 5.27
INT CITY 3 | Gas/Oil:Combustion Turbine | DEF | DEF | 2024: 1.41; 2025: 0.72; 2026: 2.95; 2028: 5.43; 2029: 19.08; 2030: 13.85; 2031: 4.18; 2032: 3.42; 2033: 7.9; 2034: 1.8
INT CITY 4 | Gas/Oil:Combustion Turbine | DEF | DEF | 2024: 1.41; 2025: 2.16; 2026: 2.95; 2027: 0.76; 2028: 6.21; 2029: 27.03; 2030: 17.93; 2031: 6.69; 2032: 3.42; 2033: 8.78; 2034: 2.7
INT CITY 5 | Gas/Oil:Combustion Turbine | DEF | DEF | 2026: 2.21; 2028: 2.33; 2029: 16.7; 2030: 12.23; 2031: 3.34; 2032: 0.86; 2033: 6.15
INT CITY 6 | Gas/Oil:Combustion Turbine | DEF | DEF | 2024: 4.22; 2025: 1.44; 2026: 5.17; 2027: 0.76; 2028: 2.33; 2029: 31.01; 2030: 18.75; 2031: 5.85; 2032: 3.42; 2033: 10.54; 2034: 4.5
INT CITY 7 | Gas/Oil:Combustion Turbine | DEF | DEF | 0 | 0 | 0 | 0 | 0 | 0 | 0 | 0 | 0 | 0 | 0 | 0 | 0 | 0 | 0 | 0
INT CITY 8 | Gas/Oil:Combustion Turbine | DEF | DEF | 0 | 0 | 0 | 0 | 0 | 0 | 0 | 0 | 0 | 0 | 0 | 0 | 0 | 0 | 0 | 0
INT CITY 9 | Gas/Oil:Combustion Turbine | DEF | DEF | 0 | 0 | 0 | 0 | 0 | 0 | 0 | 0 | 0 | 0 | 0 | 0 | 0 | 0 | 0 | 0
INTER | Demand:Demand Response | DEF | DEF
Mulberry | Gas/Oil:Combined Cycle | DEF | DEF | 2023: 37135.62; 2024: 14569.01
NSG Vand CT 1 | Gas/Oil:Combustion Turbine | DEF | DEF | 2023: 26.6; 2024: 29.49; 2025: 18.2; 2026: 9.35; 2027: 3.54
NSG Vand CT 2 | Gas/Oil:Combustion Turbine | DEF | DEF | 2023: 25.57; 2024: 32.63; 2025: 20.13; 2026: 10.09; 2027: 3.68
NSG Vand CT 3 | Gas/Oil:Combustion Turbine | DEF | DEF | 2023: 31.31; 2024: 33.41; 2025: 20.35; 2026: 16.68; 2027: 4.52
NSG Vand CT 4 | Gas/Oil:Combustion Turbine | DEF | DEF | 2023: 34.77; 2024: 41.27; 2025: 27.34; 2026: 21.72; 2027: 3.79
Orange Cogen | Gas/Oil:Combined Cycle | DEF | DEF | 2023: 43680.35; 2024: 26869.11; 2025: 27597.61
Orlando Cogen | Gas/Oil:Combined Cycle | DEF | DEF | 2023: 97553.88
Osprey 1 0 | Gas/Oil:Combined Cycle | DEF | DEF | 2023: 6016.68; 2024: 5999.9
Osprey 1 1 | Gas/Oil:Combined Cycle | DEF | DEF | 2023: 2242.41; 2024: 2608.52
Osprey 1 2 | Gas/Oil:Combined Cycle | DEF | DEF | 2023: 0; 2024: 0
OspreyAcq | Gas/Oil:Combined Cycle | DEF | DEF |  | 1212.13 | 7599.3 | 7541.66 | 7504.56 | 8085.34 | 7709.81 | 7755.83 | 7750.46 | 7528.02 | 7534.91 | 7387.35 | 7636.8 | 7844.36 | 8932.74 | 7680.81 | 8347.74 | 8119.71 | 7194.94
OspreyAcqDF | Gas/Oil:Combined Cycle | DEF | DEF |  | 0 | 0 | 0 | 0 | 0 | 0 | 0 | 0 | 0 | 0 | 0 | 0 | 0 | 0 | 0 | 0 | 0 | 0
Pasco County | Renewable:Biomass | DEF | DEF | 5040.08 | 5233.05 | 7388.45 | 3782.07 | 3719.78 | 4079.6 | 4556.16 | 4164.89 | 3303.25 | 3384.59 | 3588.66 | 3436.08 | 3444.52 | 3517.48 | 4477.26 | 4024.26 | 4041.24 | 3978.87 | 4093.09
Pinellas County | Renewable:Biomass | DEF | DEF | 10546.83 | 11158.49 | 16064.94 | 9232.84 | 8086.1 | 8656.8 | 10501.63 | 10124.88 | 8149.93 | 8062.41 | 9311.76 | 8830.88 | 8712.85 | 8619.33 | 9119.88 | 9384.34 | 9788 | 9606.9 | 9849.08
Shady Hills 1 | Gas/Oil:Combustion Turbine | DEF | DEF | 2023: 17.44; 2024: 1.41
Shady Hills 2 | Gas/Oil:Combustion Turbine | DEF | DEF | 2023: 15.21; 2024: 1.64
Shady Hills 3 | Gas/Oil:Combustion Turbine | DEF | DEF | 2023: 20.8; 2024: 0.5
Solar 3rdParty Block 1 | Renewable:Solar PV | DEF | DEF |  | 3560.51 | 5138.69 | 9007.48 | 11035.39 | 15604.21 | 18171.32 | 19270.37 | 18477.13 | 16509.71 | 16769.97 | 15184.81 | 15000.04 | 16144.3 | 17087.6 | 16052.76 | 16077.41 | 16523.26 | 15824.02
Solar 3rdParty Block 2 | Renewable:Solar PV | DEF | DEF | 2032: 2999.69; 2033: 4521.3; 2034: 7181.24; 2035: 8128.99; 2036: 11984.98; 2037: 13960.52; 2038: 16225.01; 2039: 17602.12; 2040: 18090.27; 2041: 17324.71
Solar 3rdParty Block 3 | Renewable:Solar PV | DEF | DEF | 2040: 3357.6; 2041: 4440.82
Solar DEF Bay Ranch | Renewable:Solar PV | DEF | DEF | 2023: 0; 2024: 0; 2025: 0; 2026: 0; 2027: 0; 2028: 0; 2029: 0; 2030: 0; 2031: 0; 2032: 0; 2033: 0
Solar DEF Bay Trail | Renewable:Solar PV | DEF | DEF | 2023: 0; 2024: 0; 2025: 0; 2026: 0; 2027: 0; 2028: 0; 2029: 0; 2030: 0; 2031: 0; 2032: 0
Solar DEF Charlie Creek | Renewable:Solar PV | DEF | DEF | 2023: 0; 2024: 0; 2025: 0; 2026: 0; 2027: 0; 2028: 0; 2029: 0; 2030: 0; 2031: 0; 2032: 0
Solar DEF Columbia | Renewable:Solar PV | DEF | DEF
Solar DEF County Line | Renewable:Solar PV | DEF | DEF | 2025: 0; 2026: 0; 2027: 0; 2028: 0; 2029: 0; 2030: 0; 2031: 0; 2032: 0; 2033: 0; 2034: 0; 2035: 0
Solar DEF Debary | Renewable:Solar PV | DEF | DEF
Solar DEF Duette | Renewable:Solar PV | DEF | DEF
Solar DEF Falmouth | Renewable:Solar PV | DEF | DEF | 2024: 0; 2025: 0; 2026: 0; 2027: 0; 2028: 0; 2029: 0; 2030: 0; 2031: 0; 2032: 0; 2033: 0; 2034: 0
Solar DEF Fort Green | Renewable:Solar PV | DEF | DEF | 2023: 0; 2024: 0; 2025: 0; 2026: 0; 2027: 0; 2028: 0; 2029: 0; 2030: 0; 2031: 0; 2032: 0
Solar DEF Hamilton | Renewable:Solar PV | DEF | DEF
Solar DEF Hardeetown | Renewable:Solar PV | DEF | DEF | 2023: 0; 2024: 0; 2025: 0; 2026: 0; 2027: 0; 2028: 0; 2029: 0; 2030: 0; 2031: 0; 2032: 0; 2033: 0
Solar DEF High Spring | Renewable:Solar PV | DEF | DEF | 2023: 0; 2024: 0; 2025: 0; 2026: 0; 2027: 0; 2028: 0; 2029: 0; 2030: 0; 2031: 0; 2032: 0; 2033: 0
Solar DEF Hildreth | Renewable:Solar PV | DEF | DEF | 2023: 0; 2024: 0; 2025: 0; 2026: 0; 2027: 0; 2028: 0; 2029: 0; 2030: 0; 2031: 0; 2032: 0; 2033: 0
Solar DEF Lake Placid | Renewable:Solar PV | DEF | DEF
Solar DEF Mule Creek | Renewable:Solar PV | DEF | DEF | 2024: 0; 2025: 0; 2026: 0; 2027: 0; 2028: 0; 2029: 0; 2030: 0; 2031: 0; 2032: 0; 2033: 0; 2034: 0
Solar DEF NEW 1 | Renewable:Solar PV | DEF | DEF
Solar DEF NEW 1 PTC | Renewable:Solar PV | DEF | DEF | 2025: 0; 2026: 0; 2027: 0; 2028: 0; 2029: 0; 2030: 0; 2031: 0; 2032: 0; 2033: 0; 2034: 0
Solar DEF NEW 2 | Renewable:Solar PV | DEF | DEF
Solar DEF NEW 2 PTC | Renewable:Solar PV | DEF | DEF | 2025: 0; 2026: 0; 2027: 0; 2028: 0; 2029: 0; 2030: 0; 2031: 0; 2032: 0; 2033: 0; 2034: 0; 2035: 0
Solar DEF NEW 3 | Renewable:Solar PV | DEF | DEF
Solar DEF NEW 3 PTC | Renewable:Solar PV | DEF | DEF |  |  |  |  | 0 | 0 | 0 | 0 | 0 | 0 | 0 | 0 | 0 | 0 | 0 | 0 | 0 | 0 | 0
Solar DEF NEW 4 | Renewable:Solar PV | DEF | DEF
Solar DEF NEW 4 PTC | Renewable:Solar PV | DEF | DEF | 2026: 0; 2027: 0; 2028: 0; 2029: 0; 2030: 0; 2031: 0; 2032: 0; 2033: 0; 2034: 0; 2035: 0; 2036: 0
Solar DEF NEW 6 PTC | Renewable:Solar PV | DEF | DEF | 2033: 0; 2034: 0; 2035: 0; 2036: 0; 2037: 0; 2038: 0; 2039: 0; 2040: 0; 2041: 0
Solar DEF Osc Perry Suw | Renewable:Solar PV | DEF | DEF
Solar DEF Sandy Creek | Renewable:Solar PV | DEF | DEF | 2023: 0; 2024: 0; 2025: 0; 2026: 0; 2027: 0; 2028: 0; 2029: 0; 2030: 0; 2031: 0; 2032: 0
Solar DEF Santa Fe | Renewable:Solar PV | DEF | DEF
Solar DEF St Pete Pier | Renewable:Solar PV | DEF | DEF
Solar DEF Trenton | Renewable:Solar PV | DEF | DEF
Solar DEF Twin Rivers | Renewable:Solar PV | DEF | DEF
Solar DEF Winquepin | Renewable:Solar PV | DEF | DEF | 2024: 0; 2025: 0; 2026: 0; 2027: 0; 2028: 0; 2029: 0; 2030: 0; 2031: 0; 2032: 0; 2033: 0; 2034: 0
Solar+Storage DEF NEW 1 | Renewable:Solar PV | DEF | DEF
Solar+Storage DEF NEW 1 PTC + ITC | Renewable:Solar PV | DEF | DEF | [6 empty] | 0 | 0 | 0 | 0 | 0 | 0 | 0 | 0 | 0 | 0 | 0 | 0 | 0
Standby | Demand:Demand Response | DEF | DEF
SUWANNEE_P 1 | Gas/Oil:Combustion Turbine | DEF | DEF | 90.55 | 160.99 | 149.04 | 153.5 | 133.23 | 142.01 | 168.54 | 191.52 | 169.71 | 142.95 | 159.8 | 78.3
SUWANNEE_P 2 | Gas/Oil:Combustion Turbine | DEF | DEF | 87.12 | 118.81 | 100.8 | 151.29 | 112.04 | 152.1 | 162.97 | 176.85 | 141.28 | 142.95 | 144.87 | 64.8
SUWANNEE_P 3 | Gas/Oil:Combustion Turbine | DEF | DEF | 155.72 | 208.79 | 200.88 | 218.45 | 192.28 | 214.95 | 196.36 | 233.9 | 191.44 | 187.46 | 197.55 | 87.3
Tigerbay 1 | Gas/Oil:Combined Cycle | DEF | DEF | 3146.61 | 2993.93 | 2649.13 | 3163.51 | 2932.6 | 3081.63 | 2501.93 | 2482.03 | 1930.63 | 1938.35 | 1389.96 | 2155.75 | 248.58
U OF FL 1 | Gas/Oil:Combustion Turbine | DEF | DEF | 2023: 1247.71; 2024: 1286.21; 2025: 1316.83; 2026: 1350.86; 2027: 1159.85
Voltage Red | Demand:Demand Response | DEF | DEF
WaterHtr_PP | Demand:Demand Response | DEF | DEF
Total |  |  |  | 289447.69 | 161007.41 | 153041.09 | 119635.39 | 124073.05 | 132146.34 | 138034.39 | 138904.1 | 134644.52 | 134296.39 | 137595.76 | 134603.7 | 131644.19 | 139648.04 | 149127.52 | 147166.01 | 143214.54 | 144187.06 | 142643.95
Group Totals
Resource | Type | BA | Area | 2023 | 2024 | 2025 | 2026 | 2027 | 2028 | 2029 | 2030 | 2031 | 2032 | 2033 | 2034 | 2035 | 2036 | 2037 | 2038 | 2039 | 2040 | 2041
Total | Coal:Conventional | DEF | DEF | 4567.7 | 5847.52 | 6197.47 | 5570.74 | 6304.86 | 9001.4 | 8130.08 | 10933.55 | 16377.07 | 15169.89 | 14857.41 | 5997.19
Total | Demand:Demand Response | DEF | DEF
Total | Gas/Oil:Combined Cycle | DEF | DEF | 256857.17 | 123209.57 | 108951.82 | 81571.01 | 84182.94 | 84277.35 | 86624.39 | 85244.8 | 80307.39 | 80486.45 | 80934.94 | 85716.79 | 88077.91 | 90033.32 | 94026.55 | 91898.68 | 86624.2 | 84014.38 | 82901.02
Total | Gas/Oil:Combustion Turbine | DEF | DEF | 1753.49 | 1927.81 | 1859.33 | 1946.7 | 1615.21 | 532.35 | 654.28 | 687.04 | 528.34 | 487.05 | 550.52 | 255.86 | 59.57 | 333.46 | 374.6 | 243.34 | 845.36 | 897.61 | 685.8
Total | Gas/Oil:Steam Turbine | DEF | DEF | 3976.16 | 4281.65 | 2219.93 | 3506.77 | 3473.81 | 3788.99 | 3244.98 | 2855.19 | 2317.42 | 2418.08 | 2285.58 | 2795.39 | 3404.48 | 3481.81 | 4384.3 | 3034.4 | 2364.12 | 1402.69 | 1240.18
Total | Nuclear:Nuclear | DEF | DEF | 2038: 0; 2039: -0.01; 2040: 0; 2041: 0.01
Total | Renewable:Biomass | DEF | DEF | 22293.17 | 22180.35 | 28673.85 | 18032.69 | 17460.84 | 18942.04 | 21209.34 | 19913.15 | 16637.17 | 16225.52 | 17676.04 | 17472.42 | 16973.2 | 17670.17 | 19293.95 | 19711.82 | 19701.34 | 19901.25 | 20227.39
Total | Renewable:Solar PV | DEF | DEF | 0 | 3560.51 | 5138.69 | 9007.48 | 11035.39 | 15604.21 | 18171.32 | 19270.37 | 18477.13 | 19509.4 | 21291.27 | 22366.05 | 23129.03 | 28129.28 | 31048.12 | 32277.77 | 33679.53 | 37971.13 | 37589.55
Total | Storage:Battery | DEF | DEF
Battery Case
Resource | Type | BA | Area | 2023 | 2024 | 2025 | 2026 | 2027 | 2028 | 2029 | 2030 | 2031 | 2032 | 2033 | 2034 | 2035 | 2036 | 2037 | 2038 | 2039 | 2040 | 2041
AC | Demand:Demand Response | DEF | DEF
Anclote 1 | Gas/Oil:Steam Turbine | DEF | DEF | 2227.25 | 2571.35 | 1205.3 | 2076.06 | 2167.85 | 1979.66 | 1753.51 | 1767.9 | 1091.72 | 1285.23 | 1229.21 | 1680.22 | 1957.74 | 1938.49 | 2539.86 | 1976.59 | 2034.84 | 1103.24 | 1067.13
Anclote 2 | Gas/Oil:Steam Turbine | DEF | DEF | 1781.1 | 1710.3 | 1014.63 | 1354.51 | 1446.91 | 1629.39 | 1268.41 | 1098.35 | 1264.07 | 1115.68 | 1067.73 | 1163.74 | 1506.65 | 1631.38 | 1907.78 | 1027.52 | 468.96 | 359.51 | 313.38
As Avail | Gas/Oil:Combined Cycle | DEF | DEF | 97.6 | 92.23 | 75.91 | 75.31 | 80.8 | 79.31 | 107.4 | 85.78 | 80.08 | 72.91 | 74.47 | 76.58 | 75.78 | 94.05 | 86.24 | 86.92 | 82.83 | 95.08 | 86.02
As Avail PCS | Renewable:Biomass | DEF | DEF | 6557.59 | 5788.81 | 5220.46 | 4997.71 | 5600.34 | 6119.84 | 5536.23 | 5436.6 | 5223.88 | 4777.46 | 4883.71 | 5100.16 | 4712.05 | 5664.56 | 5635.35 | 5844.86 | 6024.44 | 6251.85 | 6068.94
Bartow CC 1 0 | Gas/Oil:Combined Cycle | DEF | DEF | 17769.88 | 17337.21 | 19558.38 | 19865.13 | 19421.32 | 20226.52 | 21981.36 | 22528.07 | 23090.87 | 23740.41 | 23178.23 | 24867.71 | 25494.83 | 26207.99 | 24143.08 | 27448.55 | 28139.99 | 28839.47 | 28239.35
Bartow CC 1 PAG | Gas/Oil:Combined Cycle | DEF | DEF | 713.42 | 688.41 | 522.28 | 568.66 | 530.61 | 541.43 | 545.28 | 413.73 | 352.37 | 369.93 | 327.15 | 531.55 | 636.61 | 634.51 | 707.25 | 652.82 | 723.7 | 652.89 | 639.28
BARTOW_P 1 | Gas/Oil:Combustion Turbine | DEF | DEF | 2026: 0
BARTOW_P 2 | Gas/Oil:Combustion Turbine | DEF | DEF | 0 | 0 | 0 | 0 | 0 | 0 | 0 | 0 | 0 | 0 | 0 | 0
BARTOW_P 3 | Gas/Oil:Combustion Turbine | DEF | DEF | 2026: 0; 2027: 0
BARTOW_P 4 | Gas/Oil:Combustion Turbine | DEF | DEF | 0 | 0 | 0 | 0 | 0 | 0 | 0 | 0 | 0 | 0 | 0 | 0
Battery 2 Hours | Storage:Battery | DEF | DEF
Battery 4 Hours | Storage:Battery | DEF | DEF
BAYBORO_P 1 | Gas/Oil:Combustion Turbine | DEF | DEF | 2024: 2.81
BAYBORO_P 2 | Gas/Oil:Combustion Turbine | DEF | DEF | 2023: 0.69; 2024: 0.7; 2025: 0.72
BAYBORO_P 3 | Gas/Oil:Combustion Turbine | DEF | DEF
BAYBORO_P 4 | Gas/Oil:Combustion Turbine | DEF | DEF | 2024: 0.7
Citrus CC 1 | Gas/Oil:Combined Cycle | DEF | DEF | 7954.84 | 8224.71 | 7842.13 | 8622.05 | 8833.3 | 8080.49 | 9080.02 | 9273.22 | 8880.24 | 9772.86 | 9890.8 | 10124.05 | 9718.69 | 10235.2 | 9710.4 | 10725.23 | 10367.17 | 10164.1 | 10536.8
Citrus CC 1 Duct | Gas/Oil:Combined Cycle | DEF | DEF | 0 | 0 | 0 | 0 | 0 | 0 | 0 | 0 | 0 | 0 | 0 | 0 | 0 | 0 | 0 | 0 | 0 | 0 | 0
Citrus CC 2 | Gas/Oil:Combined Cycle | DEF | DEF | 7807.54 | 8173.35 | 8359.2 | 7987.3 | 8779.1 | 8024.96 | 9023.08 | 9248.9 | 8901.42 | 9641.23 | 9799.17 | 10113.31 | 9942.98 | 10271.85 | 9872.25 | 10627.43 | 10711.98 | 9723.46 | 11079.43
Citrus CC 2 Duct | Gas/Oil:Combined Cycle | DEF | DEF | 0 | 0 | 0 | 0 | 0 | 0 | 0 | 0 | 0 | 0 | 0 | 0 | 0 | 0 | 0 | 0 | 0 | 0 | 0
Crystal 4 | Coal:Conventional | DEF | DEF | 2708.42 | 2789.65 | 3033.38 | 2737.57 | 3333.75 | 4370.28 | 4487.75 | 5378.67 | 8437.85 | 6634.8 | 7613.8 | 2969.39
Crystal 5 | Coal:Conventional | DEF | DEF | 1847.82 | 3057.87 | 3164.09 | 2847.04 | 2648.43 | 4431.35 | 3640.71 | 5721.05 | 7329.46 | 8394.19 | 7553.33 | 2758.73
DEBARY 10 | Gas/Oil:Combustion Turbine | DEF | DEF | 2025: 0; 2026: 0; 2027: 0; 2028: 0; 2029: 0; 2030: 0; 2033: 0; 2034: 0; 2035: 0
DEBARY 2 | Gas/Oil:Combustion Turbine | DEF | DEF | 2024: 0
DEBARY 3 | Gas/Oil:Combustion Turbine | DEF | DEF | 2025: 0; 2026: 0; 2027: 0
DEBARY 4 | Gas/Oil:Combustion Turbine | DEF | DEF | 2024: 0; 2025: 0; 2026: 0
DEBARY 5 | Gas/Oil:Combustion Turbine | DEF | DEF | 2024: 0
DEBARY 6 | Gas/Oil:Combustion Turbine | DEF | DEF | 2023: 0; 2024: 0; 2025: 0; 2026: 0; 2027: 0
DEBARY 7 | Gas/Oil:Combustion Turbine | DEF | DEF | 0 | 0 | 0 | 0 | 0 | 0 | 0 | 0 | 0 | 0 | 0 | 0 | 0 | 0
DEBARY 8 | Gas/Oil:Combustion Turbine | DEF | DEF | 0 | 0 | 0 | 0 | 0 | 0 | 0 | 0 | 0 | 0 | 0 | 0 | 0 | 0
DEBARY 9 | Gas/Oil:Combustion Turbine | DEF | DEF | 0 | 0 | 0 | 0 | 0 | 0 | 0 | 0 | 0 | 0 | 0 | 0 | 0 | 0
DEF Nuclear GE X300 PTC | Nuclear:Nuclear | DEF | DEF | 2038: 0; 2039: -0.01; 2040: 0; 2041: 0.02
Gen 190MW CT | Gas/Oil:Combustion Turbine | DEF | DEF | 2034: 14.92; 2035: 60.37; 2036: 342.67; 2037: 391.77; 2038: 262.4; 2039: 666.3; 2040: 710.94; 2041: 480.87
Gen 190MW CT Ave | Gas/Oil:Combustion Turbine | DEF | DEF | 2039: 170.33; 2040: 223.53; 2041: 191.83
HEAT | Demand:Demand Response | DEF | DEF
Hines CC 1 | Gas/Oil:Combined Cycle | DEF | DEF | 9597.78 | 9774.69 | 10852.81 | 8807.04 | 9560.27 | 8884.39 | 9082.63 | 7441.36 | 4942.61 | 4246.34 | 4825.95 | 6268.99 | 7884.17 | 7775.16 | 10904.61 | 7816.91 | 1715.1
Hines CC 2 | Gas/Oil:Combined Cycle | DEF | DEF | 8491.91 | 9149.38 | 8726.05 | 9731.95 | 9092.95 | 10226.53 | 8702.35 | 9458.56 | 8473.39 | 7285.91 | 6801.26 | 8268.96 | 9297.98 | 8957.52 | 10271.48 | 9068.42 | 8515.38 | 8849.69 | 8231.87
Hines CC 3 | Gas/Oil:Combined Cycle | DEF | DEF | 9748.11 | 9889.44 | 10428.84 | 9472.23 | 11257.06 | 10973.53 | 11474.68 | 9833.63 | 11172.03 | 10122.53 | 10791.54 | 10292.96 | 11355.61 | 11186.27 | 13159.78 | 11036.45 | 11438.51 | 10719.08 | 11134.02
Hines CC 4 | Gas/Oil:Combined Cycle | DEF | DEF | 4806.2 | 5627.55 | 4740.18 | 5864.59 | 5622.1 | 6161.83 | 5920.35 | 6335.1 | 5345.09 | 6143.32 | 5858.8 | 6069.36 | 5545.4 | 6682.64 | 6502.39 | 6863.93 | 6616.99 | 6915.69 | 5986.49
INT CITY 1 | Gas/Oil:Combustion Turbine | DEF | DEF | 2024: 1.41; 2025: 0.72; 2026: 1.48; 2027: 2.27; 2028: 3.88; 2029: 17.49; 2030: 8.15; 2031: 6.69; 2032: 2.57; 2033: 8.78; 2034: 2.7
INT CITY 10 | Gas/Oil:Combustion Turbine | DEF | DEF | 0 | 0 | 0 | 0 | 0 | 0 | 0 | 0 | 0 | 0 | 0 | 0 | 0 | 0 | 0 | 0
INT CITY 11 | Gas/Oil:Combustion Turbine | DEF | DEF | 0 | 0 | 0 | 0 | 0 | 0 | 0 | 0 | 0 | 0 | 0 | 0 | 0 | 0 | 0 | 0 | 0 | 0 | 0
INT CITY 12 | Gas/Oil:Combustion Turbine | DEF | DEF | 0 | 0 | 0 | 0 | 0 | 0 | 0 | 0 | 0 | 0 | 0 | 0 | 0 | 0 | 0 | 0 | 0 | 0 | 0
INT CITY 13 | Gas/Oil:Combustion Turbine | DEF | DEF | 0 | 0 | 0 | 0 | 0 | 0 | 0 | 0 | 0 | 0 | 0 | 0 | 0 | 0 | 0 | 0 | 0 | 0 | 0
INT CITY 14 | Gas/Oil:Combustion Turbine | DEF | DEF | 0 | 0 | 0 | 0 | 0 | 0 | 0 | 0 | 0 | 0 | 0 | 0 | 0 | 0 | 0 | 0 | 0 | 0 | 0
INT CITY 2 | Gas/Oil:Combustion Turbine | DEF | DEF | 2028: 2.33; 2029: 5.57; 2030: 11.41; 2031: 3.34; 2032: 1.71; 2033: 6.15
INT CITY 3 | Gas/Oil:Combustion Turbine | DEF | DEF | 2024: 1.41; 2025: 0.72; 2026: 2.21; 2027: 2.27; 2028: 4.66; 2029: 13.52; 2030: 13.04; 2031: 5.85; 2032: 1.71; 2033: 7.9; 2034: 1.8
INT CITY 4 | Gas/Oil:Combustion Turbine | DEF | DEF | 2024: 1.41; 2025: 2.16; 2026: 4.43; 2027: 2.27; 2028: 5.43; 2029: 17.49; 2030: 14.67; 2031: 6.69; 2032: 3.42; 2033: 9.66; 2034: 1.8
INT CITY 5 | Gas/Oil:Combustion Turbine | DEF | DEF | 2026: 2.21; 2028: 3.1; 2029: 11.13; 2030: 11.41; 2031: 4.18; 2032: 0.86; 2033: 7.02
INT CITY 6 | Gas/Oil:Combustion Turbine | DEF | DEF | 2024: 4.22; 2025: 1.44; 2026: 5.9; 2027: 3.03; 2028: 0.78; 2029: 23.05; 2030: 18.74; 2031: 6.69; 2032: 2.57; 2033: 10.54; 2034: 2.7
INT CITY 7 | Gas/Oil:Combustion Turbine | DEF | DEF | 0 | 0 | 0 | 0 | 0 | 0 | 0 | 0 | 0 | 0 | 0 | 0 | 0 | 0 | 0 | 0
INT CITY 8 | Gas/Oil:Combustion Turbine | DEF | DEF | 0 | 0 | 0 | 0 | 0 | 0 | 0 | 0 | 0 | 0 | 0 | 0 | 0 | 0 | 0 | 0
INT CITY 9 | Gas/Oil:Combustion Turbine | DEF | DEF | 0 | 0 | 0 | 0 | 0 | 0 | 0 | 0 | 0 | 0 | 0 | 0 | 0 | 0 | 0 | 0
INTER | Demand:Demand Response | DEF | DEF
Mulberry | Gas/Oil:Combined Cycle | DEF | DEF | 2023: 37135.62; 2024: 14569.01
NSG Vand CT 1 | Gas/Oil:Combustion Turbine | DEF | DEF | 2023: 25.39; 2024: 29.49; 2025: 18.2; 2026: 9.19; 2027: 4.03
NSG Vand CT 2 | Gas/Oil:Combustion Turbine | DEF | DEF | 2023: 27.1; 2024: 32.63; 2025: 20.13; 2026: 9.77; 2027: 4.23
NSG Vand CT 3 | Gas/Oil:Combustion Turbine | DEF | DEF | 2023: 31.41; 2024: 33.41; 2025: 20.35; 2026: 17.36; 2027: 4.55
NSG Vand CT 4 | Gas/Oil:Combustion Turbine | DEF | DEF | 2023: 33.76; 2024: 41.27; 2025: 27.34; 2026: 20.95; 2027: 4.54
Orange Cogen | Gas/Oil:Combined Cycle | DEF | DEF | 2023: 43680.35; 2024: 26869.11; 2025: 27597.61
Orlando Cogen | Gas/Oil:Combined Cycle | DEF | DEF | 2023: 97553.88
Osprey 1 0 | Gas/Oil:Combined Cycle | DEF | DEF | 2023: 6033.2; 2024: 5999.9
Osprey 1 1 | Gas/Oil:Combined Cycle | DEF | DEF | 2023: 2247.26; 2024: 2608.52
Osprey 1 2 | Gas/Oil:Combined Cycle | DEF | DEF | 2023: 0; 2024: 0
OspreyAcq | Gas/Oil:Combined Cycle | DEF | DEF |  | 1212.13 | 7599.3 | 7500.86 | 7347.9 | 8007.31 | 7616.27 | 7785.85 | 7725.6 | 7439.39 | 7510.03 | 7322.33 | 7656.41 | 7974.34 | 8886.06 | 7683.63 | 8287.17 | 8096.05 | 7201
OspreyAcqDF | Gas/Oil:Combined Cycle | DEF | DEF |  | 0 | 0 | 0 | 0 | 0 | 0 | 0 | 0 | 0 | 0 | 0 | 0 | 0 | 0 | 0 | 0 | 0 | 0
Pasco County | Renewable:Biomass | DEF | DEF | 5040.08 | 5233.05 | 7388.45 | 3791.92 | 3675.78 | 3989.82 | 4638.59 | 4026.66 | 3230.12 | 3521.26 | 3539.92 | 3420.83 | 3381.38 | 3530.81 | 4737.34 | 3871.81 | 4180.45 | 4068.98 | 4006.79
Pinellas County | Renewable:Biomass | DEF | DEF | 10546.83 | 11158.49 | 16064.94 | 9310.72 | 8494.6 | 8906.78 | 10130.45 | 9562.72 | 8278.7 | 8077.15 | 9238.5 | 8497.67 | 8834.01 | 8867.64 | 8829.62 | 9209.44 | 10172.04 | 9928.3 | 9585.84
Shady Hills 1 | Gas/Oil:Combustion Turbine | DEF | DEF | 2023: 18.94; 2024: 1.41
Shady Hills 2 | Gas/Oil:Combustion Turbine | DEF | DEF | 2023: 16.79; 2024: 1.64
Shady Hills 3 | Gas/Oil:Combustion Turbine | DEF | DEF | 2023: 18.17; 2024: 0.5
Solar 3rdParty Block 1 | Renewable:Solar PV | DEF | DEF |  | 3560.51 | 5138.69 | 8956.11 | 11042.64 | 14855.84 | 17951.9 | 19348.24 | 18736.17 | 16441.69 | 16613.97 | 15000.37 | 14814.73 | 16236.64 | 17001.44 | 15472.66 | 15693.9 | 16230.6 | 15296.15
Solar 3rdParty Block 2 | Renewable:Solar PV | DEF | DEF | 2032: 3003.61; 2033: 4479.24; 2034: 7118.35; 2035: 8028.57; 2036: 12086.15; 2037: 13890.13; 2038: 15669.01; 2039: 17182.24; 2040: 17769.86; 2041: 16746.77
Solar 3rdParty Block 3 | Renewable:Solar PV | DEF | DEF | 2040: 3282.49; 2041: 4292.68
Solar DEF Bay Ranch | Renewable:Solar PV | DEF | DEF | 2023: 0; 2024: 0; 2025: 0; 2026: 0; 2027: 0; 2028: 0; 2029: 0; 2030: 0; 2031: 0; 2032: 0; 2033: 0
Solar DEF Bay Trail | Renewable:Solar PV | DEF | DEF | 2023: 0; 2024: 0; 2025: 0; 2026: 0; 2027: 0; 2028: 0; 2029: 0; 2030: 0; 2031: 0; 2032: 0
Solar DEF Charlie Creek | Renewable:Solar PV | DEF | DEF | 2023: 0; 2024: 0; 2025: 0; 2026: 0; 2027: 0; 2028: 0; 2029: 0; 2030: 0; 2031: 0; 2032: 0
Solar DEF Columbia | Renewable:Solar PV | DEF | DEF
Solar DEF County Line | Renewable:Solar PV | DEF | DEF | 2025: 0; 2026: 0; 2027: 0; 2028: 0; 2029: 0; 2030: 0; 2031: 0; 2032: 0; 2033: 0; 2034: 0; 2035: 0
Solar DEF Debary | Renewable:Solar PV | DEF | DEF
Solar DEF Duette | Renewable:Solar PV | DEF | DEF
Solar DEF Falmouth | Renewable:Solar PV | DEF | DEF | 2024: 0; 2025: 0; 2026: 0; 2027: 0; 2028: 0; 2029: 0; 2030: 0; 2031: 0; 2032: 0; 2033: 0; 2034: 0
Solar DEF Fort Green | Renewable:Solar PV | DEF | DEF | 2023: 0; 2024: 0; 2025: 0; 2026: 0; 2027: 0; 2028: 0; 2029: 0; 2030: 0; 2031: 0; 2032: 0
Solar DEF Hamilton | Renewable:Solar PV | DEF | DEF
Solar DEF Hardeetown | Renewable:Solar PV | DEF | DEF | 2023: 0; 2024: 0; 2025: 0; 2026: 0; 2027: 0; 2028: 0; 2029: 0; 2030: 0; 2031: 0; 2032: 0; 2033: 0
Solar DEF High Spring | Renewable:Solar PV | DEF | DEF | 2023: 0; 2024: 0; 2025: 0; 2026: 0; 2027: 0; 2028: 0; 2029: 0; 2030: 0; 2031: 0; 2032: 0; 2033: 0
Solar DEF Hildreth | Renewable:Solar PV | DEF | DEF | 2023: 0; 2024: 0; 2025: 0; 2026: 0; 2027: 0; 2028: 0; 2029: 0; 2030: 0; 2031: 0; 2032: 0; 2033: 0
Solar DEF Lake Placid | Renewable:Solar PV | DEF | DEF
Solar DEF Mule Creek | Renewable:Solar PV | DEF | DEF | 2024: 0; 2025: 0; 2026: 0; 2027: 0; 2028: 0; 2029: 0; 2030: 0; 2031: 0; 2032: 0; 2033: 0; 2034: 0
Solar DEF NEW 1 | Renewable:Solar PV | DEF | DEF
Solar DEF NEW 1 PTC | Renewable:Solar PV | DEF | DEF | 2025: 0; 2026: 0; 2027: 0; 2028: 0; 2029: 0; 2030: 0; 2031: 0; 2032: 0; 2033: 0; 2034: 0
Solar DEF NEW 2 | Renewable:Solar PV | DEF | DEF
Solar DEF NEW 2 PTC | Renewable:Solar PV | DEF | DEF | 2025: 0; 2026: 0; 2027: 0; 2028: 0; 2029: 0; 2030: 0; 2031: 0; 2032: 0; 2033: 0; 2034: 0; 2035: 0
Solar DEF NEW 3 | Renewable:Solar PV | DEF | DEF
Solar DEF NEW 3 PTC | Renewable:Solar PV | DEF | DEF |  |  |  |  | 0 | 0 | 0 | 0 | 0 | 0 | 0 | 0 | 0 | 0 | 0 | 0 | 0 | 0 | 0
Solar DEF NEW 4 | Renewable:Solar PV | DEF | DEF
Solar DEF NEW 4 PTC | Renewable:Solar PV | DEF | DEF | 2026: 0; 2027: 0; 2028: 0; 2029: 0; 2030: 0; 2031: 0; 2032: 0; 2033: 0; 2034: 0; 2035: 0; 2036: 0
Solar DEF NEW 6 PTC | Renewable:Solar PV | DEF | DEF | 2033: 0; 2034: 0; 2035: 0; 2036: 0; 2037: 0; 2038: 0; 2039: 0; 2040: 0; 2041: 0
Solar DEF Osc Perry Suw | Renewable:Solar PV | DEF | DEF
Solar DEF Sandy Creek | Renewable:Solar PV | DEF | DEF | 2023: 0; 2024: 0; 2025: 0; 2026: 0; 2027: 0; 2028: 0; 2029: 0; 2030: 0; 2031: 0; 2032: 0
Solar DEF Santa Fe | Renewable:Solar PV | DEF | DEF
Solar DEF St Pete Pier | Renewable:Solar PV | DEF | DEF
Solar DEF Trenton | Renewable:Solar PV | DEF | DEF
Solar DEF Twin Rivers | Renewable:Solar PV | DEF | DEF
Solar DEF Winquepin | Renewable:Solar PV | DEF | DEF | 2024: 0; 2025: 0; 2026: 0; 2027: 0; 2028: 0; 2029: 0; 2030: 0; 2031: 0; 2032: 0; 2033: 0; 2034: 0
Solar+Storage DEF NEW 1 | Renewable:Solar PV | DEF | DEF
Solar+Storage DEF NEW 1 PTC + ITC | Renewable:Solar PV | DEF | DEF | [6 empty] | 0 | 0 | 0 | 0 | 0 | 0 | 0 | 0 | 0 | 0 | 0 | 0 | 0
Standby | Demand:Demand Response | DEF | DEF
SUWANNEE_P 1 | Gas/Oil:Combustion Turbine | DEF | DEF | 95.35 | 160.99 | 149.04 | 154.24 | 101.44 | 125.71 | 155.02 | 196.41 | 161.35 | 142.1 | 156.28 | 69.3
SUWANNEE_P 2 | Gas/Oil:Combustion Turbine | DEF | DEF | 84.38 | 118.81 | 100.8 | 141.7 | 82.51 | 130.37 | 144.69 | 171.15 | 141.28 | 139.53 | 136.09 | 62.1
SUWANNEE_P 3 | Gas/Oil:Combustion Turbine | DEF | DEF | 146.8 | 208.79 | 200.88 | 221.4 | 155.18 | 195.55 | 208.29 | 222.49 | 182.25 | 187.46 | 189.65 | 83.7
Tigerbay 1 | Gas/Oil:Combined Cycle | DEF | DEF | 3194.13 | 2993.93 | 2649.13 | 3165.31 | 2804.88 | 3126.5 | 2647.08 | 2265.57 | 1889.77 | 1795.26 | 1384.96 | 2064.86 | 249.33
U OF FL 1 | Gas/Oil:Combustion Turbine | DEF | DEF | 2023: 1247.71; 2024: 1286.21; 2025: 1316.83; 2026: 1350.86; 2027: 1159.85
Voltage Red | Demand:Demand Response | DEF | DEF
WaterHtr_PP | Demand:Demand Response | DEF | DEF
Total |  |  |  | 289287.3 | 161007.41 | 153041.09 | 119673.77 | 123266.76 | 131087.57 | 136184.3 | 137677.43 | 134963.76 | 134363.09 | 137193.84 | 133949.14 | 131153.29 | 140317.87 | 149176.83 | 145344.58 | 143192.31 | 143984.81 | 141184.66
Group Totals
Resource | Type | BA | Area | 2023 | 2024 | 2025 | 2026 | 2027 | 2028 | 2029 | 2030 | 2031 | 2032 | 2033 | 2034 | 2035 | 2036 | 2037 | 2038 | 2039 | 2040 | 2041
Total | Coal:Conventional | DEF | DEF | 4556.24 | 5847.52 | 6197.47 | 5584.61 | 5982.18 | 8801.63 | 8128.46 | 11099.72 | 15767.31 | 15028.99 | 15167.13 | 5728.12
Total | Demand:Demand Response | DEF | DEF
Total | Gas/Oil:Combined Cycle | DEF | DEF | 256831.72 | 123209.57 | 108951.82 | 81660.43 | 83330.29 | 84332.8 | 86180.5 | 84669.77 | 80853.47 | 80630.09 | 80442.36 | 86000.66 | 87857.79 | 90019.53 | 94243.54 | 92010.29 | 86598.82 | 84055.51 | 83134.26
Total | Gas/Oil:Combustion Turbine | DEF | DEF | 1746.49 | 1927.81 | 1859.33 | 1941.7 | 1526.17 | 471.81 | 596.25 | 667.47 | 518.32 | 481.93 | 532.07 | 239.02 | 60.37 | 342.67 | 391.77 | 262.4 | 836.63 | 934.47 | 672.7
Total | Gas/Oil:Steam Turbine | DEF | DEF | 4008.35 | 4281.65 | 2219.93 | 3430.57 | 3614.76 | 3609.05 | 3021.92 | 2866.25 | 2355.79 | 2400.91 | 2296.94 | 2843.96 | 3464.39 | 3569.87 | 4447.64 | 3004.11 | 2503.8 | 1462.75 | 1380.51
Total | Nuclear:Nuclear | DEF | DEF | 2038: 0; 2039: -0.01; 2040: 0; 2041: 0.02
Total | Renewable:Biomass | DEF | DEF | 22144.5 | 22180.35 | 28673.85 | 18100.35 | 17770.72 | 19016.44 | 20305.27 | 19025.98 | 16732.7 | 16375.87 | 17662.13 | 17018.66 | 16927.44 | 18063.01 | 19202.31 | 18926.11 | 20376.93 | 20249.13 | 19661.57
Total | Renewable:Solar PV | DEF | DEF | 0 | 3560.51 | 5138.69 | 8956.11 | 11042.64 | 14855.84 | 17951.9 | 19348.24 | 18736.17 | 19445.3 | 21093.21 | 22118.72 | 22843.3 | 28322.79 | 30891.57 | 31141.67 | 32876.14 | 37282.95 | 36335.6
Total | Storage:Battery | DEF | DEF

## VOM Rate
VOM Rate ($/MWh)
Base Case
Resource | Type | BA | Area | 2023 | 2024 | 2025 | 2026 | 2027 | 2028 | 2029 | 2030 | 2031 | 2032 | 2033 | 2034 | 2035 | 2036 | 2037 | 2038 | 2039 | 2040 | 2041
AC | Demand:Demand Response | DEF | DEF
Anclote 1 | Gas/Oil:Steam Turbine | DEF | DEF | 2.3792 | 2.353 | 2.7184 | 2.6919 | 2.9347 | 3.0549 | 3.3933 | 3.8273 | 3.9396 | 4.1649 | 4.3283 | 3.934 | 3.7654 | 3.6945 | 3.5113 | 3.9163 | 3.5762 | 3.6048 | 3.6928
Anclote 2 | Gas/Oil:Steam Turbine | DEF | DEF | 2.4595 | 2.4874 | 2.8803 | 2.9407 | 3.1164 | 3.0856 | 3.8411 | 4.0535 | 4.3046 | 4.9513 | 5.3224 | 4.4432 | 4.0297 | 4.0007 | 4.0089 | 4.0541 | 3.3693 | 3.1908 | 3.5519
As Avail | Gas/Oil:Combined Cycle | DEF | DEF | 56.5815 | 52.6427 | 43.3276 | 42.9852 | 45.4452 | 49.2173 | 61.9349 | 50.1681 | 43.476 | 40.508 | 42.2317 | 44.6918 | 43.4703 | 51.2557 | 47.6142 | 51.2557 | 48.8584 | 47.1747 | 56.6838
As Avail PCS | Renewable:Biomass | DEF | DEF | 56.7978 | 49.0225 | 44.2094 | 42.493 | 47.889 | 52.1949 | 52.0943 | 47.6228 | 43.9006 | 40.1916 | 40.4423 | 44.0824 | 40.7828 | 46.5404 | 48.2434 | 53.3787 | 49.7278 | 53.4826 | 53.2263
Bartow CC 1 0 | Gas/Oil:Combined Cycle | DEF | DEF | 2.826 | 2.8956 | 3.0134 | 3.1027 | 3.2761 | 3.3533 | 3.4215 | 3.5167 | 3.543 | 3.6687 | 3.7018 | 3.7855 | 3.7835 | 3.789 | 3.8501 | 4.0325 | 4.1202 | 4.2491 | 4.4347
Bartow CC 1 PAG | Gas/Oil:Combined Cycle | DEF | DEF | 4.1878 | 4.2861 | 4.4108 | 4.5051 | 4.6121 | 4.7435 | 4.8791 | 5.0089 | 5.1427 | 5.2625 | 5.3979 | 5.4974 | 5.6384 | 5.7769 | 5.92 | 6.0856 | 6.2193 | 6.419 | 6.571
BARTOW_P 1 | Gas/Oil:Combustion Turbine | DEF | DEF | 2026: 0
BARTOW_P 2 | Gas/Oil:Combustion Turbine | DEF | DEF | 0 | 0 | 0 | 0 | 0 | 0 | 0 | 0 | 0 | 0 | 0 | 0
BARTOW_P 3 | Gas/Oil:Combustion Turbine | DEF | DEF | 2026: 0
BARTOW_P 4 | Gas/Oil:Combustion Turbine | DEF | DEF | 0 | 0 | 0 | 0 | 0 | 0 | 0 | 0 | 0 | 0 | 0 | 0
Battery 4 Hours | Storage:Battery | DEF | DEF
BAYBORO_P 1 | Gas/Oil:Combustion Turbine | DEF | DEF | 2024: 20.3725
BAYBORO_P 2 | Gas/Oil:Combustion Turbine | DEF | DEF | 2023: 31.3636; 2024: 31.8182; 2025: 23.4131
BAYBORO_P 3 | Gas/Oil:Combustion Turbine | DEF | DEF
BAYBORO_P 4 | Gas/Oil:Combustion Turbine | DEF | DEF | 2024: 23.3333
Citrus CC 1 | Gas/Oil:Combined Cycle | DEF | DEF | 1.3266 | 1.3346 | 1.369 | 1.3643 | 1.4293 | 1.4595 | 1.5368 | 1.6033 | 1.6479 | 1.7665 | 1.8114 | 1.8578 | 1.8476 | 1.9211 | 1.9444 | 2.0664 | 2.0483 | 2.1526 | 2.1919
Citrus CC 1 Duct | Gas/Oil:Combined Cycle | DEF | DEF | 0 | 0 | 0 | 0 | 0 | 0 | 0 | 0 | 0 | 0 | 0 | 0 | 0 | 0 | 0 | 0 | 0 | 0 | 0
Citrus CC 2 | Gas/Oil:Combined Cycle | DEF | DEF | 1.3073 | 1.3307 | 1.3714 | 1.3685 | 1.3816 | 1.4473 | 1.4936 | 1.5572 | 1.6768 | 1.7352 | 1.7931 | 1.8413 | 1.861 | 1.9268 | 1.9741 | 2.0728 | 2.067 | 2.1988 | 2.2322
Citrus CC 2 Duct | Gas/Oil:Combined Cycle | DEF | DEF | 0 | 0 | 0 | 0 | 0 | 0 | 0 | 0 | 0 | 0 | 0 | 0 | 0 | 0 | 0 | 0 | 0 | 0 | 0
Crystal 4 | Coal:Conventional | DEF | DEF | 3.7891 | 3.6652 | 3.8431 | 4.1126 | 4.2289 | 4.0947 | 3.9987 | 3.9366 | 4.0133 | 4.0881 | 4.0631 | 4.093
Crystal 5 | Coal:Conventional | DEF | DEF | 3.8448 | 3.9608 | 4.0344 | 4.1412 | 4.3023 | 4.2742 | 4.1715 | 3.9963 | 4.1538 | 4.237 | 4.2586 | 4.2312
DEBARY 10 | Gas/Oil:Combustion Turbine | DEF | DEF | 2025: 0; 2026: 0; 2028: 0; 2029: 0; 2030: 0; 2032: 0; 2033: 0; 2034: 0; 2035: 0
DEBARY 2 | Gas/Oil:Combustion Turbine | DEF | DEF | 2024: 0
DEBARY 3 | Gas/Oil:Combustion Turbine | DEF | DEF | 2025: 0; 2026: 0; 2027: 0
DEBARY 4 | Gas/Oil:Combustion Turbine | DEF | DEF | 2024: 0; 2025: 0; 2026: 0; 2027: 0
DEBARY 5 | Gas/Oil:Combustion Turbine | DEF | DEF | 2024: 0; 2027: 0
DEBARY 6 | Gas/Oil:Combustion Turbine | DEF | DEF | 2023: 0; 2024: 0; 2025: 0; 2026: 0; 2027: 0
DEBARY 7 | Gas/Oil:Combustion Turbine | DEF | DEF | 0 | 0 | 0 | 0 | 0 | 0 | 0 | 0 | 0 | 0 | 0 | 0 | 0 | 0
DEBARY 8 | Gas/Oil:Combustion Turbine | DEF | DEF | 0 | 0 | 0 | 0 | 0 | 0 | 0 | 0 | 0 | 0 | 0 | 0 | 0 | 0
DEBARY 9 | Gas/Oil:Combustion Turbine | DEF | DEF | 0 | 0 | 0 | 0 | 0 | 0 | 0 | 0 | 0 | 0 | 0 | 0 | 0 | 0
DEF Nuclear GE X300 PTC | Nuclear:Nuclear | DEF | DEF | 2038: 0; 2039: -2.1075e-06; 2040: 0; 2041: 1.0544e-06
Gen 190MW CT | Gas/Oil:Combustion Turbine | DEF | DEF | 2034: 1.2108; 2035: 1.2406; 2036: 1.2717; 2037: 1.3035; 2038: 1.336; 2039: 1.3695; 2040: 1.4037; 2041: 1.4388
Gen 190MW CT Ave | Gas/Oil:Combustion Turbine | DEF | DEF | 2039: 1.3694; 2040: 1.4037; 2041: 1.4388
HEAT | Demand:Demand Response | DEF | DEF
Hines CC 1 | Gas/Oil:Combined Cycle | DEF | DEF | 3.4593 | 3.5358 | 3.8719 | 4.2024 | 4.3982 | 4.6628 | 4.7759 | 5.0089 | 4.8919 | 5.1318 | 5.0581 | 5.4753 | 5.2868 | 5.4609 | 5.4321 | 5.7655 | 5.1197
Hines CC 2 | Gas/Oil:Combined Cycle | DEF | DEF | 3.0427 | 3.1 | 2.8908 | 2.9939 | 3.1705 | 3.4041 | 3.4461 | 3.6452 | 3.7396 | 3.8636 | 3.9165 | 4.0168 | 4.0451 | 4.1831 | 4.1735 | 4.3658 | 4.6383 | 4.5671 | 4.8109
Hines CC 3 | Gas/Oil:Combined Cycle | DEF | DEF | 3.1925 | 3.2662 | 3.6644 | 3.203 | 3.3158 | 3.45 | 3.5979 | 3.6396 | 3.6956 | 3.8295 | 3.8974 | 3.9518 | 3.9985 | 4.15 | 4.1965 | 4.3695 | 4.5011 | 4.6928 | 4.7311
Hines CC 4 | Gas/Oil:Combined Cycle | DEF | DEF | 1.731 | 1.7925 | 1.9799 | 2.1712 | 2.3099 | 1.9866 | 2.0898 | 2.1584 | 2.2503 | 2.2468 | 2.255 | 2.3143 | 2.2895 | 2.3834 | 2.4028 | 2.5616 | 2.609 | 2.752 | 2.7805
INT CITY 1 | Gas/Oil:Combustion Turbine | DEF | DEF | 2024: 22.0312; 2025: 22.5; 2026: 16.4444; 2027: 23.75; 2028: 12.7322; 2029: 16.2918; 2030: 18.5136; 2031: 19.99; 2032: 16.1321; 2033: 19.7181; 2034: 19.3548
INT CITY 10 | Gas/Oil:Combustion Turbine | DEF | DEF | 0 | 0 | 0 | 0 | 0 | 0 | 0 | 0 | 0 | 0 | 0 | 0 | 0 | 0 | 0 | 0
INT CITY 11 | Gas/Oil:Combustion Turbine | DEF | DEF | 0 | 0 | 0 | 0 |  | 0 | 0 | 0 | 0 | 0 | 0 | 0 | 0 | 0 | 0 | 0 | 0 | 0 | 0
INT CITY 12 | Gas/Oil:Combustion Turbine | DEF | DEF | 0 | 0 | 0 | 0 | 0 | 0 | 0 | 0 | 0 | 0 | 0 | 0 | 0 | 0 | 0 | 0 | 0 | 0 | 0
INT CITY 13 | Gas/Oil:Combustion Turbine | DEF | DEF | 0 | 0 | 0 | 0 | 0 | 0 | 0 | 0 | 0 | 0 | 0 | 0 | 0 | 0 | 0 | 0 | 0 | 0 | 0
INT CITY 14 | Gas/Oil:Combustion Turbine | DEF | DEF | 0 | 0 | 0 | 0 | 0 | 0 | 0 | 0 | 0 | 0 | 0 | 0 | 0 | 0 | 0 | 0 | 0 | 0 | 0
INT CITY 2 | Gas/Oil:Combustion Turbine | DEF | DEF | 2028: 15.3289; 2029: 20.0459; 2030: 18.8735; 2031: 18.1522; 2032: 26.875; 2033: 19.0942
INT CITY 3 | Gas/Oil:Combustion Turbine | DEF | DEF | 2024: 22.0312; 2025: 22.5; 2026: 18.9103; 2028: 17.4598; 2029: 17.4898; 2030: 18.6235; 2031: 20.7736; 2032: 24.0845; 2033: 19.75; 2034: 27.7294
INT CITY 4 | Gas/Oil:Combustion Turbine | DEF | DEF | 2024: 19.6428; 2025: 22.0802; 2026: 18.6709; 2027: 23.75; 2028: 15.2956; 2029: 17.4135; 2030: 19.1343; 2031: 22.4497; 2032: 21.9231; 2033: 19.6861; 2034: 25.1544
INT CITY 5 | Gas/Oil:Combustion Turbine | DEF | DEF | 2026: 22.6871; 2028: 15.5333; 2029: 16.6169; 2030: 18.4743; 2031: 21.6883; 2032: 21.3776; 2033: 19.5238
INT CITY 6 | Gas/Oil:Combustion Turbine | DEF | DEF | 2024: 21.6946; 2025: 22.5; 2026: 20.3543; 2027: 23.75; 2028: 17.648; 2029: 18.0353; 2030: 18.9254; 2031: 21.7472; 2032: 21.8123; 2033: 20.2205; 2034: 22.3052
INT CITY 7 | Gas/Oil:Combustion Turbine | DEF | DEF | 0 | 0 | 0 | 0 | 0 | 0 | 0 | 0 | 0 | 0 | 0 | 0 | 0 | 0 | 0 | 0
INT CITY 8 | Gas/Oil:Combustion Turbine | DEF | DEF | 0 | 0 | 0 | 0 | 0 | 0 | 0 | 0 | 0 | 0 | 0 | 0 | 0 | 0 | 0 | 0
INT CITY 9 | Gas/Oil:Combustion Turbine | DEF | DEF | 0 | 0 | 0 | 0 | 0 | 0 | 0 | 0 | 0 | 0 | 0 | 0 | 0 | 0 | 0 | 0
INTER | Demand:Demand Response | DEF | DEF
Mulberry | Gas/Oil:Combined Cycle | DEF | DEF | 2023: 71.05; 2024: 43.58
NSG Vand CT 1 | Gas/Oil:Combustion Turbine | DEF | DEF | 2023: 0.18593; 2024: 0.18964; 2025: 0.1935; 2026: 0.19726; 2027: 0.20128
NSG Vand CT 2 | Gas/Oil:Combustion Turbine | DEF | DEF | 2023: 0.18593; 2024: 0.18967; 2025: 0.19346; 2026: 0.19739; 2027: 0.20133
NSG Vand CT 3 | Gas/Oil:Combustion Turbine | DEF | DEF | 2023: 0.18597; 2024: 0.18968; 2025: 0.19348; 2026: 0.19728; 2027: 0.20111
NSG Vand CT 4 | Gas/Oil:Combustion Turbine | DEF | DEF | 2023: 0.18596; 2024: 0.18968; 2025: 0.19342; 2026: 0.19734; 2027: 0.20112
Orange Cogen | Gas/Oil:Combined Cycle | DEF | DEF | 2023: 87.21; 2024: 53.49; 2025: 55.1
Orlando Cogen | Gas/Oil:Combined Cycle | DEF | DEF | 2023: 107.1333
Osprey 1 0 | Gas/Oil:Combined Cycle | DEF | DEF | 2023: 3.9673; 2024: 4.0653
Osprey 1 1 | Gas/Oil:Combined Cycle | DEF | DEF | 2023: 3.1251; 2024: 3.0585
Osprey 1 2 | Gas/Oil:Combined Cycle | DEF | DEF | 2023: 0; 2024: 0
OspreyAcq | Gas/Oil:Combined Cycle | DEF | DEF |  | 1.7877 | 1.8585 | 1.9184 | 2.04 | 2.0487 | 2.2152 | 2.3083 | 2.3722 | 2.5191 | 2.5077 | 2.61 | 2.6885 | 2.7567 | 2.7704 | 2.9264 | 2.9279 | 3.1198 | 3.1907
OspreyAcqDF | Gas/Oil:Combined Cycle | DEF | DEF |  | 0 | 0 | 0 | 0 | 0 | 0 | 0 | 0 | 0 | 0 | 0 | 0 | 0 | 0 | 0 | 0 | 0 | 0
Pasco County | Renewable:Biomass | DEF | DEF | 29.84 | 30.88 | 44.0292 | 46.9286 | 46.1557 | 50.6204 | 56.5337 | 51.68 | 40.9873 | 41.9966 | 44.5287 | 42.6355 | 42.7402 | 43.3486 | 55.5546 | 49.9337 | 50.1444 | 49.3705 | 50.7878
Pinellas County | Renewable:Biomass | DEF | DEF | 29.84 | 30.88 | 44.7838 | 48.1268 | 42.1494 | 45.1242 | 54.7405 | 52.778 | 42.4821 | 41.74 | 48.5382 | 46.0316 | 45.4163 | 44.6232 | 47.538 | 48.9165 | 51.0206 | 50.0766 | 51.339
Shady Hills 1 | Gas/Oil:Combustion Turbine | DEF | DEF | 2023: 0.40764; 2024: 0.41041
Shady Hills 2 | Gas/Oil:Combustion Turbine | DEF | DEF | 2023: 0.4069; 2024: 0.41116
Shady Hills 3 | Gas/Oil:Combustion Turbine | DEF | DEF | 2023: 0.40793; 2024: 0.40961
Solar 3rdParty Block 1 | Renewable:Solar PV | DEF | DEF |  | 50.8456 | 41.6196 | 42.8145 | 39.9007 | 42.9367 | 42.4416 | 37.5246 | 31.9556 | 28.6234 | 29.2953 | 26.6595 | 26.4675 | 28.5567 | 30.4548 | 28.7542 | 28.943 | 29.819 | 28.7739
Solar 3rdParty Block 2 | Renewable:Solar PV | DEF | DEF | 2032: 34.2695; 2033: 29.2954; 2034: 29.7858; 2035: 26.4675; 2036: 30.4258; 2037: 30.4548; 2038: 29.845; 2039: 28.9431; 2040: 29.819; 2041: 28.7739
Solar 3rdParty Block 3 | Renewable:Solar PV | DEF | DEF | 2040: 38.3584; 2041: 28.7739
Solar DEF Bay Ranch | Renewable:Solar PV | DEF | DEF | 2023: 0; 2024: 0; 2025: 0; 2026: 0; 2027: 0; 2028: 0; 2029: 0; 2030: 0; 2031: 0; 2032: 0; 2033: 0
Solar DEF Bay Trail | Renewable:Solar PV | DEF | DEF | 2023: 0; 2024: 0; 2025: 0; 2026: 0; 2027: 0; 2028: 0; 2029: 0; 2030: 0; 2031: 0; 2032: 0
Solar DEF Charlie Creek | Renewable:Solar PV | DEF | DEF | 2023: 0; 2024: 0; 2025: 0; 2026: 0; 2027: 0; 2028: 0; 2029: 0; 2030: 0; 2031: 0; 2032: 0
Solar DEF Columbia | Renewable:Solar PV | DEF | DEF
Solar DEF County Line | Renewable:Solar PV | DEF | DEF | 2025: 0; 2026: 0; 2027: 0; 2028: 0; 2029: 0; 2030: 0; 2031: 0; 2032: 0; 2033: 0; 2034: 0; 2035: 0
Solar DEF Debary | Renewable:Solar PV | DEF | DEF
Solar DEF Duette | Renewable:Solar PV | DEF | DEF
Solar DEF Falmouth | Renewable:Solar PV | DEF | DEF | 2024: 0; 2025: 0; 2026: 0; 2027: 0; 2028: 0; 2029: 0; 2030: 0; 2031: 0; 2032: 0; 2033: 0; 2034: 0
Solar DEF Fort Green | Renewable:Solar PV | DEF | DEF | 2023: 0; 2024: 0; 2025: 0; 2026: 0; 2027: 0; 2028: 0; 2029: 0; 2030: 0; 2031: 0; 2032: 0
Solar DEF Hamilton | Renewable:Solar PV | DEF | DEF
Solar DEF Hardeetown | Renewable:Solar PV | DEF | DEF | 2023: 0; 2024: 0; 2025: 0; 2026: 0; 2027: 0; 2028: 0; 2029: 0; 2030: 0; 2031: 0; 2032: 0; 2033: 0
Solar DEF High Spring | Renewable:Solar PV | DEF | DEF | 2023: 0; 2024: 0; 2025: 0; 2026: 0; 2027: 0; 2028: 0; 2029: 0; 2030: 0; 2031: 0; 2032: 0; 2033: 0
Solar DEF Hildreth | Renewable:Solar PV | DEF | DEF | 2023: 0; 2024: 0; 2025: 0; 2026: 0; 2027: 0; 2028: 0; 2029: 0; 2030: 0; 2031: 0; 2032: 0; 2033: 0
Solar DEF Lake Placid | Renewable:Solar PV | DEF | DEF
Solar DEF Mule Creek | Renewable:Solar PV | DEF | DEF | 2024: 0; 2025: 0; 2026: 0; 2027: 0; 2028: 0; 2029: 0; 2030: 0; 2031: 0; 2032: 0; 2033: 0; 2034: 0
Solar DEF NEW 1 | Renewable:Solar PV | DEF | DEF
Solar DEF NEW 1 PTC | Renewable:Solar PV | DEF | DEF | 2025: 0; 2026: 0; 2027: 0; 2028: 0; 2029: 0; 2030: 0; 2031: 0; 2032: 0; 2033: 0; 2034: 0
Solar DEF NEW 2 | Renewable:Solar PV | DEF | DEF
Solar DEF NEW 2 PTC | Renewable:Solar PV | DEF | DEF | 2025: 0; 2026: 0; 2027: 0; 2028: 0; 2029: 0; 2030: 0; 2031: 0; 2032: 0; 2033: 0; 2034: 0; 2035: 0
Solar DEF NEW 3 | Renewable:Solar PV | DEF | DEF
Solar DEF NEW 3 PTC | Renewable:Solar PV | DEF | DEF |  |  |  |  | 0 | 0 | 0 | 0 | 0 | 0 | 0 | 0 | 0 | 0 | 0 | 0 | 0 | 0 | 0
Solar DEF NEW 4 | Renewable:Solar PV | DEF | DEF
Solar DEF NEW 4 PTC | Renewable:Solar PV | DEF | DEF | 2026: 0; 2027: 0; 2028: 0; 2029: 0; 2030: 0; 2031: 0; 2032: 0; 2033: 0; 2034: 0; 2035: 0; 2036: 0
Solar DEF NEW 6 PTC | Renewable:Solar PV | DEF | DEF | 2033: 0; 2034: 0; 2035: 0; 2036: 0; 2037: 0; 2038: 0; 2039: 0; 2040: 0; 2041: 0
Solar DEF Osc Perry Suw | Renewable:Solar PV | DEF | DEF
Solar DEF Sandy Creek | Renewable:Solar PV | DEF | DEF | 2023: 0; 2024: 0; 2025: 0; 2026: 0; 2027: 0; 2028: 0; 2029: 0; 2030: 0; 2031: 0; 2032: 0
Solar DEF Santa Fe | Renewable:Solar PV | DEF | DEF
Solar DEF St Pete Pier | Renewable:Solar PV | DEF | DEF
Solar DEF Trenton | Renewable:Solar PV | DEF | DEF
Solar DEF Twin Rivers | Renewable:Solar PV | DEF | DEF
Solar DEF Winquepin | Renewable:Solar PV | DEF | DEF | 2024: 0; 2025: 0; 2026: 0; 2027: 0; 2028: 0; 2029: 0; 2030: 0; 2031: 0; 2032: 0; 2033: 0; 2034: 0
Solar+Storage DEF NEW 1 | Renewable:Solar PV | DEF | DEF
Solar+Storage DEF NEW 1 PTC + ITC | Renewable:Solar PV | DEF | DEF | [6 empty] | 0 | 0 | 0 | 0 | 0 | 0 | 0 | 0 | 0 | 0 | 0 | 0 | 0
Standby | Demand:Demand Response | DEF | DEF
SUWANNEE_P 1 | Gas/Oil:Combustion Turbine | DEF | DEF | 11.2058 | 12.2088 | 12.6763 | 12.9116 | 13.0759 | 13.1467 | 13.9907 | 14.5594 | 15.2578 | 15.6462 | 16.1243 | 15.3668
SUWANNEE_P 2 | Gas/Oil:Combustion Turbine | DEF | DEF | 12.1449 | 12.6184 | 12.9773 | 13.1568 | 14.1005 | 13.493 | 14.3966 | 14.8771 | 15.508 | 15.4275 | 16.1699 | 15.9246
SUWANNEE_P 3 | Gas/Oil:Combustion Turbine | DEF | DEF | 11.7446 | 12.3406 | 12.8841 | 13.0004 | 13.5062 | 13.3562 | 14.3457 | 14.523 | 15.5205 | 15.5616 | 16.3987 | 16.0573
Tigerbay 1 | Gas/Oil:Combined Cycle | DEF | DEF | 2.7034 | 2.7903 | 2.6209 | 2.6764 | 2.756 | 2.8111 | 2.8864 | 3.0014 | 3.099 | 3.1911 | 3.2368 | 3.3327 | 3.5003
U OF FL 1 | Gas/Oil:Combustion Turbine | DEF | DEF | 2023: 3.8861; 2024: 3.9898; 2025: 4.1281; 2026: 4.2531; 2027: 4.3538
Voltage Red | Demand:Demand Response | DEF | DEF
WaterHtr_PP | Demand:Demand Response | DEF | DEF
Group Totals
Resource | Type | BA | Area | 2023 | 2024 | 2025 | 2026 | 2027 | 2028 | 2029 | 2030 | 2031 | 2032 | 2033 | 2034 | 2035 | 2036 | 2037 | 2038 | 2039 | 2040 | 2041
Total | Coal:Conventional | DEF | DEF | 3.8115 | 3.8141 | 3.9384 | 4.1272 | 4.2627 | 4.1795 | 4.0752 | 3.9665 | 4.0748 | 4.1697 | 4.1571 | 4.1549
Total | Demand:Demand Response | DEF | DEF | 0 | 0 | 0 | 0 | 0 | 0 | 0 | 0 | 0 | 0 | 0 | 0 | 0 | 0 | 0 | 0 | 0 | 0 | 0
Total | Gas/Oil:Combined Cycle | DEF | DEF | 7.2149 | 3.4515 | 3.0732 | 2.3221 | 2.4267 | 2.4963 | 2.57 | 2.6261 | 2.6863 | 2.7348 | 2.7882 | 2.8899 | 2.9577 | 3.0022 | 3.1098 | 3.1934 | 3.1339 | 3.2724 | 3.3182
Total | Gas/Oil:Combustion Turbine | DEF | DEF | 1.3959 | 1.5109 | 1.9056 | 2.4475 | 3.2547 | 2.9164 | 3.0381 | 3.4748 | 3.8407 | 3.9676 | 4.3701 | 1.5581 | 0.31575 | 0.80726 | 0.73881 | 0.82373 | 1.3341 | 1.3647 | 1.3817
Total | Gas/Oil:Steam Turbine | DEF | DEF | 2.4146 | 2.4049 | 2.7901 | 2.7848 | 3.0034 | 3.0689 | 3.5807 | 3.9106 | 4.1282 | 4.4866 | 4.7183 | 4.1253 | 3.8784 | 3.8309 | 3.709 | 3.9613 | 3.5411 | 3.4898 | 3.6537
Total | Nuclear:Nuclear | DEF | DEF | 2038: 0; 2039: -2.1075e-06; 2040: 0; 2041: 1.0544e-06
Total | Renewable:Biomass | DEF | DEF | 34.8101 | 34.1815 | 44.4821 | 46.176 | 44.7117 | 48.4043 | 54.3104 | 50.9926 | 42.6025 | 41.3238 | 45.2627 | 44.7413 | 43.463 | 44.9399 | 49.4057 | 50.4757 | 50.4489 | 50.9608 | 51.7959
Total | Renewable:Solar PV | DEF | DEF | 0 | 1.0425 | 1.1947 | 1.8483 | 1.9568 | 2.4241 | 2.5259 | 2.3416 | 1.9715 | 1.8355 | 1.8273 | 1.6436 | 1.4961 | 1.7938 | 1.9792 | 2.0694 | 2.1908 | 2.4456 | 2.4802
Total | Storage:Battery | DEF | DEF | [7 empty] | 0 | 0 | 0 | 0 | 0 | 0 | 0 | 0 | 0 | 0 | 0 | 0
Battery Case
Resource | Type | BA | Area | 2023 | 2024 | 2025 | 2026 | 2027 | 2028 | 2029 | 2030 | 2031 | 2032 | 2033 | 2034 | 2035 | 2036 | 2037 | 2038 | 2039 | 2040 | 2041
AC | Demand:Demand Response | DEF | DEF
Anclote 1 | Gas/Oil:Steam Turbine | DEF | DEF | 2.3949 | 2.353 | 2.7184 | 2.6787 | 2.9497 | 3.0496 | 3.3567 | 3.848 | 3.8682 | 4.0257 | 4.3252 | 3.8649 | 3.7182 | 3.6688 | 3.529 | 3.8379 | 3.5227 | 3.6944 | 3.7723
Anclote 2 | Gas/Oil:Steam Turbine | DEF | DEF | 2.4615 | 2.4874 | 2.8803 | 2.9146 | 3.083 | 3.0064 | 3.9363 | 4.0466 | 4.3335 | 4.7818 | 5.1482 | 4.3947 | 4.0243 | 3.9744 | 3.9834 | 4.006 | 3.4393 | 3.1796 | 3.5552
As Avail | Gas/Oil:Combined Cycle | DEF | DEF | 55.7194 | 52.6427 | 43.3276 | 42.9852 | 46.1187 | 44.6565 | 61.3014 | 48.9626 | 45.7078 | 41.6153 | 42.5057 | 43.71 | 43.2534 | 53.6815 | 49.2237 | 49.6119 | 47.2774 | 54.2694 | 49.0982
As Avail PCS | Renewable:Biomass | DEF | DEF | 55.5387 | 49.0225 | 44.2094 | 42.3231 | 47.4264 | 51.4732 | 46.8835 | 46.0404 | 44.2384 | 40.1826 | 41.3576 | 43.1906 | 39.9039 | 47.6439 | 47.7229 | 49.4971 | 51.0179 | 52.9437 | 51.3948
Bartow CC 1 0 | Gas/Oil:Combined Cycle | DEF | DEF | 2.8243 | 2.8956 | 3.0134 | 3.1074 | 3.2424 | 3.354 | 3.406 | 3.4948 | 3.5397 | 3.6637 | 3.6988 | 3.7905 | 3.7853 | 3.7972 | 3.8641 | 4.039 | 4.1118 | 4.257 | 4.4433
Bartow CC 1 PAG | Gas/Oil:Combined Cycle | DEF | DEF | 4.1877 | 4.2861 | 4.4108 | 4.5051 | 4.6152 | 4.742 | 4.8786 | 5.0074 | 5.1448 | 5.2661 | 5.4027 | 5.5011 | 5.6364 | 5.7806 | 5.9226 | 6.0854 | 6.2178 | 6.4148 | 6.5692
BARTOW_P 1 | Gas/Oil:Combustion Turbine | DEF | DEF | 2026: 0
BARTOW_P 2 | Gas/Oil:Combustion Turbine | DEF | DEF | 0 | 0 | 0 | 0 | 0 | 0 | 0 | 0 | 0 | 0 | 0 | 0
BARTOW_P 3 | Gas/Oil:Combustion Turbine | DEF | DEF | 2026: 0; 2027: 0
BARTOW_P 4 | Gas/Oil:Combustion Turbine | DEF | DEF | 0 | 0 | 0 | 0 | 0 | 0 | 0 | 0 | 0 | 0 | 0 | 0
Battery 2 Hours | Storage:Battery | DEF | DEF
Battery 4 Hours | Storage:Battery | DEF | DEF
BAYBORO_P 1 | Gas/Oil:Combustion Turbine | DEF | DEF | 2024: 20.3725
BAYBORO_P 2 | Gas/Oil:Combustion Turbine | DEF | DEF | 2023: 31.3636; 2024: 31.8182; 2025: 23.4131
BAYBORO_P 3 | Gas/Oil:Combustion Turbine | DEF | DEF
BAYBORO_P 4 | Gas/Oil:Combustion Turbine | DEF | DEF | 2024: 23.3333
Citrus CC 1 | Gas/Oil:Combined Cycle | DEF | DEF | 1.3268 | 1.3346 | 1.369 | 1.3642 | 1.4225 | 1.4553 | 1.5309 | 1.6009 | 1.6479 | 1.7698 | 1.8134 | 1.8638 | 1.8504 | 1.9217 | 1.9496 | 2.0713 | 2.0444 | 2.1586 | 2.1918
Citrus CC 1 Duct | Gas/Oil:Combined Cycle | DEF | DEF | 0 | 0 | 0 | 0 | 0 | 0 | 0 | 0 | 0 | 0 | 0 | 0 | 0 | 0 | 0 | 0 | 0 | 0 | 0
Citrus CC 2 | Gas/Oil:Combined Cycle | DEF | DEF | 1.3073 | 1.3307 | 1.3714 | 1.3676 | 1.3789 | 1.4449 | 1.4893 | 1.5545 | 1.6767 | 1.7403 | 1.7968 | 1.8466 | 1.8656 | 1.9305 | 1.9792 | 2.0776 | 2.0722 | 2.1923 | 2.2348
Citrus CC 2 Duct | Gas/Oil:Combined Cycle | DEF | DEF | 0 | 0 | 0 | 0 | 0 | 0 | 0 | 0 | 0 | 0 | 0 | 0 | 0 | 0 | 0 | 0 | 0 | 0 | 0
Crystal 4 | Coal:Conventional | DEF | DEF | 3.7942 | 3.6652 | 3.8431 | 4.0967 | 4.251 | 4.1604 | 4.0014 | 3.9413 | 4.0068 | 4.0818 | 4.0606 | 4.0873
Crystal 5 | Coal:Conventional | DEF | DEF | 3.8599 | 3.9608 | 4.0344 | 4.1447 | 4.3708 | 4.2599 | 4.1901 | 4.0028 | 4.1485 | 4.2326 | 4.2583 | 4.2066
DEBARY 10 | Gas/Oil:Combustion Turbine | DEF | DEF | 2025: 0; 2026: 0; 2027: 0; 2028: 0; 2029: 0; 2030: 0; 2033: 0; 2034: 0; 2035: 0
DEBARY 2 | Gas/Oil:Combustion Turbine | DEF | DEF | 2024: 0
DEBARY 3 | Gas/Oil:Combustion Turbine | DEF | DEF | 2025: 0; 2026: 0; 2027: 0
DEBARY 4 | Gas/Oil:Combustion Turbine | DEF | DEF | 2024: 0; 2025: 0; 2026: 0
DEBARY 5 | Gas/Oil:Combustion Turbine | DEF | DEF | 2024: 0
DEBARY 6 | Gas/Oil:Combustion Turbine | DEF | DEF | 2023: 0; 2024: 0; 2025: 0; 2026: 0; 2027: 0
DEBARY 7 | Gas/Oil:Combustion Turbine | DEF | DEF | 0 | 0 | 0 | 0 | 0 | 0 | 0 | 0 | 0 | 0 | 0 | 0 | 0 | 0
DEBARY 8 | Gas/Oil:Combustion Turbine | DEF | DEF | 0 | 0 | 0 | 0 | 0 | 0 | 0 | 0 | 0 | 0 | 0 | 0 | 0 | 0
DEBARY 9 | Gas/Oil:Combustion Turbine | DEF | DEF | 0 | 0 | 0 | 0 | 0 | 0 | 0 | 0 | 0 | 0 | 0 | 0 | 0 | 0
DEF Nuclear GE X300 PTC | Nuclear:Nuclear | DEF | DEF | 2038: 0; 2039: -2.1097e-06; 2040: 0; 2041: 2.1076e-06
Gen 190MW CT | Gas/Oil:Combustion Turbine | DEF | DEF | 2034: 1.2108; 2035: 1.2407; 2036: 1.2717; 2037: 1.3035; 2038: 1.3361; 2039: 1.3695; 2040: 1.4037; 2041: 1.4388
Gen 190MW CT Ave | Gas/Oil:Combustion Turbine | DEF | DEF | 2039: 1.3695; 2040: 1.4037; 2041: 1.4388
HEAT | Demand:Demand Response | DEF | DEF
Hines CC 1 | Gas/Oil:Combined Cycle | DEF | DEF | 3.4657 | 3.5358 | 3.8719 | 4.1923 | 4.3143 | 4.6347 | 4.7415 | 5.0004 | 4.8202 | 5.1087 | 4.9717 | 5.4731 | 5.2422 | 5.485 | 5.4664 | 5.7991 | 5.1494
Hines CC 2 | Gas/Oil:Combined Cycle | DEF | DEF | 3.0425 | 3.1 | 2.8908 | 2.9952 | 3.1286 | 3.3848 | 3.4343 | 3.6395 | 3.7444 | 3.8292 | 3.9024 | 4.0194 | 4.0507 | 4.1785 | 4.1856 | 4.327 | 4.6702 | 4.5603 | 4.8209
Hines CC 3 | Gas/Oil:Combined Cycle | DEF | DEF | 3.1861 | 3.2662 | 3.6644 | 3.2079 | 3.2564 | 3.4275 | 3.556 | 3.6075 | 3.731 | 3.8462 | 3.8787 | 3.9554 | 3.9845 | 4.1572 | 4.1952 | 4.3937 | 4.4907 | 4.6949 | 4.7576
Hines CC 4 | Gas/Oil:Combined Cycle | DEF | DEF | 1.7318 | 1.7925 | 1.9799 | 2.1736 | 2.2734 | 1.9728 | 2.0708 | 2.1476 | 2.2399 | 2.2383 | 2.2543 | 2.3117 | 2.2892 | 2.3814 | 2.4075 | 2.5606 | 2.589 | 2.7476 | 2.7853
INT CITY 1 | Gas/Oil:Combustion Turbine | DEF | DEF | 2024: 22.0312; 2025: 22.5; 2026: 16.4444; 2027: 12.4044; 2028: 13.0955; 2029: 15.7852; 2030: 18.7904; 2031: 19.1824; 2032: 17.0199; 2033: 19.5111; 2034: 19.5652
INT CITY 10 | Gas/Oil:Combustion Turbine | DEF | DEF | 0 | 0 | 0 | 0 | 0 | 0 | 0 | 0 | 0 | 0 | 0 | 0 | 0 | 0 | 0 | 0
INT CITY 11 | Gas/Oil:Combustion Turbine | DEF | DEF | 0 | 0 | 0 | 0 | 0 | 0 | 0 | 0 | 0 | 0 | 0 | 0 | 0 | 0 | 0 | 0 | 0 | 0 | 0
INT CITY 12 | Gas/Oil:Combustion Turbine | DEF | DEF | 0 | 0 | 0 | 0 | 0 | 0 | 0 | 0 | 0 | 0 | 0 | 0 | 0 | 0 | 0 | 0 | 0 | 0 | 0
INT CITY 13 | Gas/Oil:Combustion Turbine | DEF | DEF | 0 | 0 | 0 | 0 | 0 | 0 | 0 | 0 | 0 | 0 | 0 | 0 | 0 | 0 | 0 | 0 | 0 | 0 | 0
INT CITY 14 | Gas/Oil:Combustion Turbine | DEF | DEF | 0 | 0 | 0 | 0 | 0 | 0 | 0 | 0 | 0 | 0 | 0 | 0 | 0 | 0 | 0 | 0 | 0 | 0 | 0
INT CITY 2 | Gas/Oil:Combustion Turbine | DEF | DEF | 2028: 15.3289; 2029: 18.2835; 2030: 18.1111; 2031: 19.6471; 2032: 26.7187; 2033: 19.0994
INT CITY 3 | Gas/Oil:Combustion Turbine | DEF | DEF | 2024: 22.0312; 2025: 22.5; 2026: 23.0208; 2027: 18.8949; 2028: 15.1299; 2029: 15.7392; 2030: 18.0609; 2031: 20.8929; 2032: 21.9231; 2033: 19.0821; 2034: 28.125
INT CITY 4 | Gas/Oil:Combustion Turbine | DEF | DEF | 2024: 19.6428; 2025: 22.0802; 2026: 20.1364; 2027: 12.2043; 2028: 17.293; 2029: 16.1347; 2030: 18.3088; 2031: 19.9122; 2032: 21.9231; 2033: 19.0909; 2034: 20.4089
INT CITY 5 | Gas/Oil:Combustion Turbine | DEF | DEF | 2026: 22.6871; 2028: 14.8325; 2029: 15.5664; 2030: 18.4927; 2031: 21.005; 2032: 21.3776; 2033: 19.5
INT CITY 6 | Gas/Oil:Combustion Turbine | DEF | DEF | 2024: 21.6946; 2025: 22.5; 2026: 20.6294; 2027: 15.105; 2028: 24.375; 2029: 17.2659; 2030: 19.0395; 2031: 20.2115; 2032: 22.9891; 2033: 19.6549; 2034: 28.125
INT CITY 7 | Gas/Oil:Combustion Turbine | DEF | DEF | 0 | 0 | 0 | 0 | 0 | 0 | 0 | 0 | 0 | 0 | 0 | 0 | 0 | 0 | 0 | 0
INT CITY 8 | Gas/Oil:Combustion Turbine | DEF | DEF | 0 | 0 | 0 | 0 | 0 | 0 | 0 | 0 | 0 | 0 | 0 | 0 | 0 | 0 | 0 | 0
INT CITY 9 | Gas/Oil:Combustion Turbine | DEF | DEF | 0 | 0 | 0 | 0 | 0 | 0 | 0 | 0 | 0 | 0 | 0 | 0 | 0 | 0 | 0 | 0
INTER | Demand:Demand Response | DEF | DEF
Mulberry | Gas/Oil:Combined Cycle | DEF | DEF | 2023: 71.05; 2024: 43.58
NSG Vand CT 1 | Gas/Oil:Combustion Turbine | DEF | DEF | 2023: 0.18594; 2024: 0.18964; 2025: 0.1935; 2026: 0.19726; 2027: 0.20145
NSG Vand CT 2 | Gas/Oil:Combustion Turbine | DEF | DEF | 2023: 0.18592; 2024: 0.18967; 2025: 0.19346; 2026: 0.19737; 2027: 0.20138
NSG Vand CT 3 | Gas/Oil:Combustion Turbine | DEF | DEF | 2023: 0.18596; 2024: 0.18968; 2025: 0.19348; 2026: 0.19738; 2027: 0.20147
NSG Vand CT 4 | Gas/Oil:Combustion Turbine | DEF | DEF | 2023: 0.18595; 2024: 0.18968; 2025: 0.19342; 2026: 0.19735; 2027: 0.20136
Orange Cogen | Gas/Oil:Combined Cycle | DEF | DEF | 2023: 87.21; 2024: 53.49; 2025: 55.1
Orlando Cogen | Gas/Oil:Combined Cycle | DEF | DEF | 2023: 107.1333
Osprey 1 0 | Gas/Oil:Combined Cycle | DEF | DEF | 2023: 3.9673; 2024: 4.0653
Osprey 1 1 | Gas/Oil:Combined Cycle | DEF | DEF | 2023: 3.114; 2024: 3.0585
Osprey 1 2 | Gas/Oil:Combined Cycle | DEF | DEF | 2023: 0; 2024: 0
OspreyAcq | Gas/Oil:Combined Cycle | DEF | DEF |  | 1.7877 | 1.8585 | 1.914 | 2.0064 | 2.0342 | 2.1935 | 2.2962 | 2.3756 | 2.5161 | 2.5041 | 2.6098 | 2.6889 | 2.7749 | 2.7711 | 2.9313 | 2.9399 | 3.1396 | 3.1977
OspreyAcqDF | Gas/Oil:Combined Cycle | DEF | DEF |  | 0 | 0 | 0 | 0 | 0 | 0 | 0 | 0 | 0 | 0 | 0 | 0 | 0 | 0 | 0 | 0 | 0 | 0
Pasco County | Renewable:Biomass | DEF | DEF | 29.84 | 30.88 | 44.0292 | 47.0508 | 45.6097 | 49.5064 | 57.5565 | 49.9642 | 40.0799 | 43.6924 | 43.924 | 42.4463 | 41.9568 | 43.5129 | 58.7818 | 48.0421 | 51.8718 | 50.4886 | 49.717
Pinellas County | Renewable:Biomass | DEF | DEF | 29.84 | 30.88 | 44.7838 | 48.5328 | 44.2787 | 46.4272 | 52.8057 | 49.847 | 43.1533 | 41.8163 | 48.1563 | 44.2947 | 46.0479 | 45.9087 | 46.025 | 48.0048 | 53.0225 | 51.7519 | 49.9668
Shady Hills 1 | Gas/Oil:Combustion Turbine | DEF | DEF | 2023: 0.40798; 2024: 0.41041
Shady Hills 2 | Gas/Oil:Combustion Turbine | DEF | DEF | 2023: 0.40689; 2024: 0.41116
Shady Hills 3 | Gas/Oil:Combustion Turbine | DEF | DEF | 2023: 0.40791; 2024: 0.40961
Solar 3rdParty Block 1 | Renewable:Solar PV | DEF | DEF |  | 50.8456 | 41.6196 | 42.5704 | 39.9269 | 40.8775 | 41.9292 | 37.6763 | 32.4036 | 28.5055 | 29.0228 | 26.3357 | 26.1405 | 28.7201 | 30.3012 | 27.7151 | 28.2526 | 29.2909 | 27.8141
Solar 3rdParty Block 2 | Renewable:Solar PV | DEF | DEF | 2032: 34.3143; 2033: 29.0228; 2034: 29.525; 2035: 26.1405; 2036: 30.6827; 2037: 30.3012; 2038: 28.8223; 2039: 28.2526; 2040: 29.2909; 2041: 27.814
Solar 3rdParty Block 3 | Renewable:Solar PV | DEF | DEF | 2040: 37.5003; 2041: 27.814
Solar DEF Bay Ranch | Renewable:Solar PV | DEF | DEF | 2023: 0; 2024: 0; 2025: 0; 2026: 0; 2027: 0; 2028: 0; 2029: 0; 2030: 0; 2031: 0; 2032: 0; 2033: 0
Solar DEF Bay Trail | Renewable:Solar PV | DEF | DEF | 2023: 0; 2024: 0; 2025: 0; 2026: 0; 2027: 0; 2028: 0; 2029: 0; 2030: 0; 2031: 0; 2032: 0
Solar DEF Charlie Creek | Renewable:Solar PV | DEF | DEF | 2023: 0; 2024: 0; 2025: 0; 2026: 0; 2027: 0; 2028: 0; 2029: 0; 2030: 0; 2031: 0; 2032: 0
Solar DEF Columbia | Renewable:Solar PV | DEF | DEF
Solar DEF County Line | Renewable:Solar PV | DEF | DEF | 2025: 0; 2026: 0; 2027: 0; 2028: 0; 2029: 0; 2030: 0; 2031: 0; 2032: 0; 2033: 0; 2034: 0; 2035: 0
Solar DEF Debary | Renewable:Solar PV | DEF | DEF
Solar DEF Duette | Renewable:Solar PV | DEF | DEF
Solar DEF Falmouth | Renewable:Solar PV | DEF | DEF | 2024: 0; 2025: 0; 2026: 0; 2027: 0; 2028: 0; 2029: 0; 2030: 0; 2031: 0; 2032: 0; 2033: 0; 2034: 0
Solar DEF Fort Green | Renewable:Solar PV | DEF | DEF | 2023: 0; 2024: 0; 2025: 0; 2026: 0; 2027: 0; 2028: 0; 2029: 0; 2030: 0; 2031: 0; 2032: 0
Solar DEF Hamilton | Renewable:Solar PV | DEF | DEF
Solar DEF Hardeetown | Renewable:Solar PV | DEF | DEF | 2023: 0; 2024: 0; 2025: 0; 2026: 0; 2027: 0; 2028: 0; 2029: 0; 2030: 0; 2031: 0; 2032: 0; 2033: 0
Solar DEF High Spring | Renewable:Solar PV | DEF | DEF | 2023: 0; 2024: 0; 2025: 0; 2026: 0; 2027: 0; 2028: 0; 2029: 0; 2030: 0; 2031: 0; 2032: 0; 2033: 0
Solar DEF Hildreth | Renewable:Solar PV | DEF | DEF | 2023: 0; 2024: 0; 2025: 0; 2026: 0; 2027: 0; 2028: 0; 2029: 0; 2030: 0; 2031: 0; 2032: 0; 2033: 0
Solar DEF Lake Placid | Renewable:Solar PV | DEF | DEF
Solar DEF Mule Creek | Renewable:Solar PV | DEF | DEF | 2024: 0; 2025: 0; 2026: 0; 2027: 0; 2028: 0; 2029: 0; 2030: 0; 2031: 0; 2032: 0; 2033: 0; 2034: 0
Solar DEF NEW 1 | Renewable:Solar PV | DEF | DEF
Solar DEF NEW 1 PTC | Renewable:Solar PV | DEF | DEF | 2025: 0; 2026: 0; 2027: 0; 2028: 0; 2029: 0; 2030: 0; 2031: 0; 2032: 0; 2033: 0; 2034: 0
Solar DEF NEW 2 | Renewable:Solar PV | DEF | DEF
Solar DEF NEW 2 PTC | Renewable:Solar PV | DEF | DEF | 2025: 0; 2026: 0; 2027: 0; 2028: 0; 2029: 0; 2030: 0; 2031: 0; 2032: 0; 2033: 0; 2034: 0; 2035: 0
Solar DEF NEW 3 | Renewable:Solar PV | DEF | DEF
Solar DEF NEW 3 PTC | Renewable:Solar PV | DEF | DEF |  |  |  |  | 0 | 0 | 0 | 0 | 0 | 0 | 0 | 0 | 0 | 0 | 0 | 0 | 0 | 0 | 0
Solar DEF NEW 4 | Renewable:Solar PV | DEF | DEF
Solar DEF NEW 4 PTC | Renewable:Solar PV | DEF | DEF | 2026: 0; 2027: 0; 2028: 0; 2029: 0; 2030: 0; 2031: 0; 2032: 0; 2033: 0; 2034: 0; 2035: 0; 2036: 0
Solar DEF NEW 6 PTC | Renewable:Solar PV | DEF | DEF | 2033: 0; 2034: 0; 2035: 0; 2036: 0; 2037: 0; 2038: 0; 2039: 0; 2040: 0; 2041: 0
Solar DEF Osc Perry Suw | Renewable:Solar PV | DEF | DEF
Solar DEF Sandy Creek | Renewable:Solar PV | DEF | DEF | 2023: 0; 2024: 0; 2025: 0; 2026: 0; 2027: 0; 2028: 0; 2029: 0; 2030: 0; 2031: 0; 2032: 0
Solar DEF Santa Fe | Renewable:Solar PV | DEF | DEF
Solar DEF St Pete Pier | Renewable:Solar PV | DEF | DEF
Solar DEF Trenton | Renewable:Solar PV | DEF | DEF
Solar DEF Twin Rivers | Renewable:Solar PV | DEF | DEF
Solar DEF Winquepin | Renewable:Solar PV | DEF | DEF | 2024: 0; 2025: 0; 2026: 0; 2027: 0; 2028: 0; 2029: 0; 2030: 0; 2031: 0; 2032: 0; 2033: 0; 2034: 0
Solar+Storage DEF NEW 1 | Renewable:Solar PV | DEF | DEF
Solar+Storage DEF NEW 1 PTC + ITC | Renewable:Solar PV | DEF | DEF | [6 empty] | 0 | 0 | 0 | 0 | 0 | 0 | 0 | 0 | 0 | 0 | 0 | 0 | 0
Standby | Demand:Demand Response | DEF | DEF
SUWANNEE_P 1 | Gas/Oil:Combustion Turbine | DEF | DEF | 11.2824 | 12.2088 | 12.6763 | 12.7664 | 12.7187 | 12.8836 | 14.1131 | 14.5902 | 14.7877 | 15.4719 | 15.8136 | 15.2549
SUWANNEE_P 2 | Gas/Oil:Combustion Turbine | DEF | DEF | 12.0279 | 12.6184 | 12.9773 | 13.1472 | 14.022 | 13.2544 | 14.3737 | 14.7786 | 15.1014 | 15.3716 | 15.8338 | 15.7156
SUWANNEE_P 3 | Gas/Oil:Combustion Turbine | DEF | DEF | 11.7237 | 12.3406 | 12.8841 | 13.0041 | 13.1832 | 13.1122 | 14.2486 | 14.6074 | 15.0911 | 15.3826 | 16.1283 | 15.5944
Tigerbay 1 | Gas/Oil:Combined Cycle | DEF | DEF | 2.7008 | 2.7903 | 2.6209 | 2.6763 | 2.7398 | 2.8086 | 2.8876 | 2.9962 | 3.0856 | 3.1618 | 3.2299 | 3.3231 | 3.5005
U OF FL 1 | Gas/Oil:Combustion Turbine | DEF | DEF | 2023: 3.8853; 2024: 3.9898; 2025: 4.1281; 2026: 4.2544; 2027: 4.3517
Voltage Red | Demand:Demand Response | DEF | DEF
WaterHtr_PP | Demand:Demand Response | DEF | DEF
Group Totals
Resource | Type | BA | Area | 2023 | 2024 | 2025 | 2026 | 2027 | 2028 | 2029 | 2030 | 2031 | 2032 | 2033 | 2034 | 2035 | 2036 | 2037 | 2038 | 2039 | 2040 | 2041
Total | Coal:Conventional | DEF | DEF | 3.8206 | 3.8141 | 3.9384 | 4.121 | 4.3032 | 4.2099 | 4.0838 | 3.9727 | 4.0714 | 4.1646 | 4.1567 | 4.1439
Total | Demand:Demand Response | DEF | DEF | 0 | 0 | 0 | 0 | 0 | 0 | 0 | 0 | 0 | 0 | 0 | 0 | 0 | 0 | 0 | 0 | 0 | 0 | 0
Total | Gas/Oil:Combined Cycle | DEF | DEF | 7.2141 | 3.4515 | 3.0732 | 2.3238 | 2.3975 | 2.4887 | 2.5497 | 2.6108 | 2.6936 | 2.7387 | 2.7785 | 2.8957 | 2.9529 | 3.0069 | 3.1207 | 3.1993 | 3.1341 | 3.2778 | 3.3277
Total | Gas/Oil:Combustion Turbine | DEF | DEF | 1.392 | 1.5109 | 1.9056 | 2.436 | 3.1437 | 2.6447 | 2.955 | 3.5137 | 3.6865 | 3.7719 | 4.2191 | 1.3782 | 0.30453 | 0.79339 | 0.74354 | 0.82524 | 1.3297 | 1.3696 | 1.3803
Total | Gas/Oil:Steam Turbine | DEF | DEF | 2.424 | 2.4049 | 2.7901 | 2.7672 | 3.0017 | 3.0299 | 3.5778 | 3.9218 | 4.1047 | 4.345 | 4.6724 | 4.0654 | 3.8454 | 3.8024 | 3.7105 | 3.8938 | 3.5068 | 3.553 | 3.7207
Total | Nuclear:Nuclear | DEF | DEF | 2038: 0; 2039: -2.1097e-06; 2040: 0; 2041: 2.1076e-06
Total | Renewable:Biomass | DEF | DEF | 34.578 | 34.1815 | 44.4821 | 46.3493 | 45.5052 | 48.5944 | 51.9954 | 48.7202 | 42.8471 | 41.7067 | 45.2271 | 43.5794 | 43.3458 | 45.939 | 49.171 | 48.4638 | 52.1789 | 51.8516 | 50.347
Total | Renewable:Solar PV | DEF | DEF | 0 | 1.0425 | 1.1947 | 1.8377 | 1.9581 | 2.3078 | 2.495 | 2.3489 | 1.9982 | 1.8311 | 1.8128 | 1.6276 | 1.4794 | 1.8073 | 1.9708 | 1.999 | 2.1434 | 2.4037 | 2.403
Total | Storage:Battery | DEF | DEF |  |  |  |  | 0 | 0 | 0 | 0 | 0 | 0 | 0 | 0 | 0 | 0 | 0 | 0 | 0 | 0 | 0

## Total Energy Cost
Total Energy Cost ($000)
Base Case
Resource | Type | BA | Area | 2023 | 2024 | 2025 | 2026 | 2027 | 2028 | 2029 | 2030 | 2031 | 2032 | 2033 | 2034 | 2035 | 2036 | 2037 | 2038 | 2039 | 2040 | 2041
AC | Demand:Demand Response | DEF | DEF
Anclote 1 | Gas/Oil:Steam Turbine | DEF | DEF | 66778.874 | 65926.9735 | 27699.136 | 46860.6882 | 44712.0954 | 44097.8562 | 35513.9054 | 31959.7848 | 20354.334 | 23744.9191 | 22418.7541 | 30813.8652 | 36548.009 | 36370.8006 | 52463.9048 | 39963.7899 | 42701.4054 | 24354.7249 | 20914.3328
Anclote 2 | Gas/Oil:Steam Turbine | DEF | DEF | 55265.0363 | 44930.9313 | 24056.8794 | 31770.9692 | 30899.3629 | 40023.9226 | 30341.3815 | 21273.5724 | 23644.8197 | 19829.9638 | 18951.4095 | 21935.4171 | 30722.2061 | 33025.5511 | 39822.1764 | 22578.6122 | 9194.1357 | 9190.7101 | 8646.3751
As Avail | Gas/Oil:Combined Cycle | DEF | DEF | 99.1064 | 92.2254 | 75.9076 | 75.3116 | 79.6151 | 87.415 | 108.5114 | 87.8915 | 76.166 | 70.9674 | 73.9873 | 78.2959 | 76.1649 | 89.8043 | 83.4203 | 89.7981 | 85.6044 | 82.6489 | 99.3068
As Avail PCS | Renewable:Biomass | DEF | DEF | 6706.2639 | 5788.811 | 5220.4612 | 5017.7769 | 5654.9578 | 6205.6379 | 6151.5483 | 5623.3768 | 5183.9875 | 4778.5166 | 4775.6229 | 5205.4591 | 4815.8347 | 5533.3629 | 5696.8088 | 6303.2166 | 5872.101 | 6315.4824 | 6285.2151
Bartow CC 1 0 | Gas/Oil:Combined Cycle | DEF | DEF | 312039.3447 | 248644.1382 | 257185.4629 | 250819.1836 | 237234.3623 | 246585.9316 | 264096.8477 | 258129.1318 | 263903.543 | 269605.2334 | 268613.083 | 290170.2803 | 300538.7754 | 314050.4336 | 296220.4473 | 331601.1348 | 346014.4434 | 359321.8984 | 353067.7129
Bartow CC 1 PAG | Gas/Oil:Combined Cycle | DEF | DEF | 9826.6046 | 7982.7411 | 5689.9232 | 6039.5853 | 5457.0759 | 5695.3561 | 5498.3282 | 3943.2539 | 3120.9717 | 3213.2776 | 2923.9142 | 4909.41 | 6082.7626 | 5994.6396 | 6869.9188 | 6274.1393 | 7145.7139 | 6265.4615 | 6375.9531
BARTOW_P 1 | Gas/Oil:Combustion Turbine | DEF | DEF | 2026: 30.8768
BARTOW_P 2 | Gas/Oil:Combustion Turbine | DEF | DEF | 104.6825 | 181.1609 | 167.4978 | 151.9121 | 75.3942 | 203.6474 | 339.228 | 387.0722 | 156.8393 | 184.4859 | 197.8876 | 146.9789
BARTOW_P 3 | Gas/Oil:Combustion Turbine | DEF | DEF | 2026: 34.3583
BARTOW_P 4 | Gas/Oil:Combustion Turbine | DEF | DEF | 246.639 | 241.7688 | 408.8601 | 425.5765 | 237.9711 | 320.106 | 540.2481 | 438.7841 | 437.8661 | 370.2301 | 328.3425 | 195.1411
Battery 4 Hours | Storage:Battery | DEF | DEF
BAYBORO_P 1 | Gas/Oil:Combustion Turbine | DEF | DEF | 2024: 43.8361
BAYBORO_P 2 | Gas/Oil:Combustion Turbine | DEF | DEF | 2023: 8.9735; 2024: 8.3915; 2025: 9.3926
BAYBORO_P 3 | Gas/Oil:Combustion Turbine | DEF | DEF
BAYBORO_P 4 | Gas/Oil:Combustion Turbine | DEF | DEF | 2024: 9.6949
Citrus CC 1 | Gas/Oil:Combined Cycle | DEF | DEF | 265123.8545 | 227291.6416 | 201348.2432 | 217050.6143 | 212347.4282 | 194086.0752 | 208621.6201 | 199954.4219 | 187161.9619 | 199062.9076 | 201532.9722 | 207709.0835 | 205473.1958 | 214449.3828 | 205436.5256 | 224208.1924 | 228416.0977 | 222551.9438 | 238012.8271
Citrus CC 1 Duct | Gas/Oil:Combined Cycle | DEF | DEF | 11218.4971 | 9543.6611 | 6196.8287 | 6818.5836 | 6177.1973 | 6134.6564 | 5890.7003 | 4297.8842 | 3289.1772 | 3576.4577 | 3683.2258 | 5263.6259 | 6597.3616 | 7013.2007 | 8100.2229 | 6888.4304 | 8088.0305 | 7073.3534 | 7833.3648
Citrus CC 2 | Gas/Oil:Combined Cycle | DEF | DEF | 267536.8516 | 227444.5645 | 213959.4482 | 199410.1836 | 218910.8306 | 194587.4546 | 211741.4678 | 205002.6899 | 183777.5566 | 200348.0503 | 202838.7578 | 209532.5659 | 209392.0734 | 214350.2192 | 207838.0356 | 221938.1768 | 232434.9067 | 208693.5879 | 247147.772
Citrus CC 2 Duct | Gas/Oil:Combined Cycle | DEF | DEF | 10571.2042 | 9773.2604 | 6637.6658 | 5305.3226 | 5868.7167 | 5830.6441 | 5945.1813 | 3925.8176 | 3114.4893 | 3113.5958 | 3329.0288 | 4989.8818 | 6033.7486 | 6762.8951 | 7000.1922 | 6366.4133 | 7449.86 | 6802.661 | 7259.3466
Crystal 4 | Coal:Conventional | DEF | DEF | 67678.0938 | 58818.2292 | 55711.9694 | 48437.0308 | 60158.1824 | 80499.0869 | 70859.3713 | 75310.6816 | 108789.9108 | 81168.9536 | 92096.1305 | 40425.8974
Crystal 5 | Coal:Conventional | DEF | DEF | 44199.1707 | 59388.1889 | 54000.4746 | 48344.2063 | 49854.1254 | 70334.732 | 56072.2432 | 73634.7173 | 83413.301 | 96198.0259 | 84384.7239 | 32655.9546
DEBARY 10 | Gas/Oil:Combustion Turbine | DEF | DEF | 2025: 31.8829; 2026: 37.2059; 2028: 98.2224; 2029: 598.3456; 2030: 284.2315; 2032: 29.9317; 2033: 135.1248; 2034: 103.0313; 2035: 271.9862
DEBARY 2 | Gas/Oil:Combustion Turbine | DEF | DEF | 2024: 49.3719
DEBARY 3 | Gas/Oil:Combustion Turbine | DEF | DEF | 2025: 36.9449; 2026: 82.7141; 2027: 17.1693
DEBARY 4 | Gas/Oil:Combustion Turbine | DEF | DEF | 2024: 25.085; 2025: 46.0047; 2026: 95.9942; 2027: 27.0711
DEBARY 5 | Gas/Oil:Combustion Turbine | DEF | DEF | 2024: 29.6539; 2027: 40.3211
DEBARY 6 | Gas/Oil:Combustion Turbine | DEF | DEF | 2023: 51.3857; 2024: 57.4933; 2025: 9.5047; 2026: 63.4332; 2027: 38.5224
DEBARY 7 | Gas/Oil:Combustion Turbine | DEF | DEF | 1332.992 | 1097.2388 | 1547.4689 | 1280.1387 | 1186.6369 | 1362.1654 | 1641.6084 | 1438.7699 | 1080.8036 | 879.4269 | 827.5168 | 1085.5775 | 912.5748 | 264.4141
DEBARY 8 | Gas/Oil:Combustion Turbine | DEF | DEF | 1760.6762 | 1866.8881 | 1776.0861 | 1456.6746 | 1028.0122 | 1554.9039 | 1531.4162 | 1523.9812 | 1198.407 | 1235.7448 | 1023.4147 | 1391.9742 | 1069.2802 | 495.3197
DEBARY 9 | Gas/Oil:Combustion Turbine | DEF | DEF | 2154.3198 | 2034.8415 | 1697.0023 | 1380.4157 | 1282.8319 | 1605.493 | 1519.6662 | 1580.4779 | 1174.1711 | 1177.8076 | 1108.7092 | 1443.5717 | 1569.5646 | 229.8734
DEF Nuclear GE X300 PTC | Nuclear:Nuclear | DEF | DEF | 2038: -117946.8486; 2039: -199747.9551; 2040: -326181.5957; 2041: -407007.0449
Gen 190MW CT | Gas/Oil:Combustion Turbine | DEF | DEF | 2034: 1246.0227; 2035: 4512.1994; 2036: 21036.9822; 2037: 23562.2773; 2038: 15838.2709; 2039: 38456.1933; 2040: 40851.6041; 2041: 30789.3692
Gen 190MW CT Ave | Gas/Oil:Combustion Turbine | DEF | DEF | 2039: 10116.8546; 2040: 12462.3837; 2041: 10843.9348
HEAT | Demand:Demand Response | DEF | DEF
Hines CC 1 | Gas/Oil:Combined Cycle | DEF | DEF | 137217.5273 | 120339.2939 | 115541.7607 | 86731.1213 | 93059.0046 | 84001.9368 | 88565.8599 | 66639.6243 | 41715.3331 | 34444.783 | 46826.0462 | 56057.4888 | 75299.9692 | 71194.3159 | 101183.3311 | 71160.577 | 18647.7039
Hines CC 2 | Gas/Oil:Combined Cycle | DEF | DEF | 143545.8354 | 124824.6646 | 120253.9563 | 128262.1655 | 120998.9775 | 124382.5713 | 105810.5332 | 110669.842 | 94151.6731 | 87674.1067 | 80274.3328 | 91958.7404 | 106452.7592 | 102793.7324 | 121496.1663 | 109668.9263 | 98843.2212 | 109245.1288 | 100153.7615
Hines CC 3 | Gas/Oil:Combined Cycle | DEF | DEF | 152495.151 | 125392.0303 | 115889.0356 | 115801.2031 | 136018.6426 | 130494.856 | 131839.3979 | 109865.749 | 125557.7705 | 108660.2134 | 124274.1982 | 114766.5792 | 131346.4062 | 126248.6528 | 152633.752 | 125435.6703 | 132456.2817 | 124824.7087 | 132677.7969
Hines CC 4 | Gas/Oil:Combined Cycle | DEF | DEF | 137244.9682 | 126133.2515 | 91919.8931 | 103824.9683 | 95619.7634 | 121333.8662 | 111571.9529 | 113811.9961 | 92913.5084 | 110374.0903 | 107622.6982 | 112487.1426 | 105710.77 | 124822.7256 | 123503.8293 | 127745.6431 | 125737.9131 | 130493.6313 | 118194.8008
INT CITY 1 | Gas/Oil:Combustion Turbine | DEF | DEF | 2024: 21.6387; 2025: 10.5778; 2026: 24.9419; 2027: 11.2173; 2028: 89.6034; 2029: 355.1756; 2030: 123.1167; 2031: 48.0065; 2032: 23.4973; 2033: 113.5137; 2034: 22.5069
INT CITY 10 | Gas/Oil:Combustion Turbine | DEF | DEF | 560.3595 | 909.2252 | 803.7384 | 442.299 | 557.8463 | 654.9617 | 948.5487 | 845.3149 | 551.8849 | 400.3273 | 584.3725 | 714.3197 | 878.2176 | 1318.477 | 2402.5447 | 471.1963
INT CITY 11 | Gas/Oil:Combustion Turbine | DEF | DEF | 71.615 | 127.2768 | 239.0492 | 303.2574 |  | 347.3614 | 1169.5881 | 642.1474 | 210.3597 | 193.8907 | 430.0608 | 148.4503 | 689.9463 | 600.5161 | 1484.7382 | 1315.0636 | 169.8205 | 113.2754 | 54.9662
INT CITY 12 | Gas/Oil:Combustion Turbine | DEF | DEF | 556.21 | 516.7483 | 561.927 | 343.398 | 324.2046 | 453.281 | 731.7213 | 599.9922 | 379.8141 | 161.8727 | 355.9345 | 620.6732 | 694.9448 | 1348.9941 | 2072.2566 | 1754.8378 | 191.1103 | 397.4165 | 377.2478
INT CITY 13 | Gas/Oil:Combustion Turbine | DEF | DEF | 945.5064 | 879.391 | 798.5206 | 630.024 | 658.7756 | 868.1006 | 988.9649 | 743.5434 | 380.1161 | 498.4971 | 495.1364 | 710.1589 | 986.4705 | 1718.4203 | 2543.1203 | 2317.3839 | 613.5016 | 528.6931 | 678.9618
INT CITY 14 | Gas/Oil:Combustion Turbine | DEF | DEF | 1214.3226 | 1048.1916 | 1091.8855 | 988.9767 | 670.6065 | 929.0511 | 961.1016 | 765.5324 | 436.28 | 428.252 | 534.5727 | 1077.3982 | 1036.6171 | 1840.3534 | 3270.9068 | 2728.9974 | 837.2389 | 1097.7165 | 1200.8607
INT CITY 2 | Gas/Oil:Combustion Turbine | DEF | DEF | 2028: 41.6961; 2029: 119.7596; 2030: 157.5292; 2031: 21.4252; 2032: 8.7804; 2033: 66.6779
INT CITY 3 | Gas/Oil:Combustion Turbine | DEF | DEF | 2024: 21.4735; 2025: 10.1077; 2026: 45.9154; 2028: 86.379; 2029: 274.7684; 2030: 173.3944; 2031: 47.3183; 2032: 37.1991; 2033: 93.8717; 2034: 17.9774
INT CITY 4 | Gas/Oil:Combustion Turbine | DEF | DEF | 2024: 22.0572; 2025: 31.1592; 2026: 47.7036; 2027: 11.1625; 2028: 107.5169; 2029: 389.6539; 2030: 220.7797; 2031: 71.5123; 2032: 39.3344; 2033: 104.5028; 2034: 28.9206
INT CITY 5 | Gas/Oil:Combustion Turbine | DEF | DEF | 2026: 30.5287; 2028: 40.3851; 2029: 251.209; 2030: 155.3635; 2031: 37.3435; 2032: 9.9314; 2033: 74.1284
INT CITY 6 | Gas/Oil:Combustion Turbine | DEF | DEF | 2024: 62.1191; 2025: 20.1411; 2026: 76.8899; 2027: 10.7572; 2028: 36.4115; 2029: 431.5265; 2030: 231.306; 2031: 63.2653; 2032: 39.1404; 2033: 122.7392; 2034: 51.0949
INT CITY 7 | Gas/Oil:Combustion Turbine | DEF | DEF | 2188.3124 | 2324.7958 | 2051.5294 | 1636.2095 | 1549.505 | 1455.7083 | 1531.4845 | 1574.6228 | 1265.5013 | 1082.5334 | 1095.5837 | 1816.561 | 1979.3866 | 2393.9671 | 3254.7641 | 1233.0157
INT CITY 8 | Gas/Oil:Combustion Turbine | DEF | DEF | 1414.9421 | 1641.2062 | 1560.1552 | 1156.1242 | 1286.7713 | 1099.1272 | 1350.8819 | 1265.2073 | 1008.5358 | 841.2285 | 705.7147 | 1541.0621 | 1510.6663 | 1833.5995 | 2823.3863 | 856.8622
INT CITY 9 | Gas/Oil:Combustion Turbine | DEF | DEF | 1188.233 | 1783.8687 | 1487.1223 | 1121.6944 | 1004.6506 | 1204.0202 | 1562.5472 | 1225.7195 | 961.0119 | 709.6791 | 817.4608 | 1672.7557 | 1538.5603 | 1696.7748 | 2539.676 | 797.7014
INTER | Demand:Demand Response | DEF | DEF
Mulberry | Gas/Oil:Combined Cycle | DEF | DEF | 2023: 37135.6211; 2024: 14569.0098
NSG Vand CT 1 | Gas/Oil:Combustion Turbine | DEF | DEF | 2023: 10484.8104; 2024: 9396.3512; 2025: 5713.5512; 2026: 2971.6421; 2027: 1168.2372
NSG Vand CT 2 | Gas/Oil:Combustion Turbine | DEF | DEF | 2023: 10090.4101; 2024: 10402.4433; 2025: 6255.6272; 2026: 3173.6969; 2027: 1146.3752
NSG Vand CT 3 | Gas/Oil:Combustion Turbine | DEF | DEF | 2023: 12406.192; 2024: 10770.382; 2025: 6391.8057; 2026: 5142.8723; 2027: 1478.126
NSG Vand CT 4 | Gas/Oil:Combustion Turbine | DEF | DEF | 2023: 13682.3919; 2024: 13123.4799; 2025: 8412.5208; 2026: 6696.2897; 2027: 1268.1164
Orange Cogen | Gas/Oil:Combined Cycle | DEF | DEF | 2023: 43680.3491; 2024: 26869.1084; 2025: 27597.606
Orlando Cogen | Gas/Oil:Combined Cycle | DEF | DEF | 2023: 97553.8789
Osprey 1 0 | Gas/Oil:Combined Cycle | DEF | DEF | 2023: 74295.7229; 2024: 61856.5225
Osprey 1 1 | Gas/Oil:Combined Cycle | DEF | DEF | 2023: 34408.2029; 2024: 34922.8084
Osprey 1 2 | Gas/Oil:Combined Cycle | DEF | DEF | 2023: 2495.184; 2024: 2380.4049
OspreyAcq | Gas/Oil:Combined Cycle | DEF | DEF |  | 27359.9004 | 156412.7217 | 147246.7197 | 141828.8594 | 154019.9585 | 138150.9635 | 131873.978 | 128472.1021 | 123373.146 | 128257.2388 | 123676.4551 | 126284.2843 | 128102.7817 | 149848.8726 | 129428.489 | 144619.1289 | 138088.2964 | 126957.1772
OspreyAcqDF | Gas/Oil:Combined Cycle | DEF | DEF |  | 160.7838 | 3766.5694 | 4174.8248 | 3310.0199 | 3649.0514 | 3487.1393 | 3283.7923 | 2241.0488 | 2144.9779 | 2208.3972 | 3351.9494 | 4024.2587 | 4355.386 | 5071.9212 | 4144.3905 | 4967.8097 | 4625.157 | 4610.4434
Pasco County | Renewable:Biomass | DEF | DEF | 5040.0847 | 5233.0478 | 7388.4539 | 3782.0715 | 3719.7835 | 4079.602 | 4556.159 | 4164.8935 | 3303.2534 | 3384.5942 | 3588.6595 | 3436.0768 | 3444.516 | 3517.4791 | 4477.2575 | 4024.2621 | 4041.242 | 3978.8687 | 4093.086
Pinellas County | Renewable:Biomass | DEF | DEF | 10546.8259 | 11158.4885 | 16064.9375 | 9232.8391 | 8086.0964 | 8656.7977 | 10501.63 | 10124.8824 | 8149.935 | 8062.4114 | 9311.7638 | 8830.8844 | 8712.8479 | 8619.3253 | 9119.8778 | 9384.3365 | 9788.005 | 9606.9007 | 9849.0781
Shady Hills 1 | Gas/Oil:Combustion Turbine | DEF | DEF | 2023: 3233.2341; 2024: 291.1917
Shady Hills 2 | Gas/Oil:Combustion Turbine | DEF | DEF | 2023: 2832.8289; 2024: 314.2565
Shady Hills 3 | Gas/Oil:Combustion Turbine | DEF | DEF | 2023: 3772.9931; 2024: 125.3824
Solar 3rdParty Block 1 | Renewable:Solar PV | DEF | DEF |  | 3560.5139 | 5138.6851 | 9007.478 | 11035.3946 | 15604.2147 | 18171.3176 | 19270.3709 | 18477.1346 | 16509.7102 | 16769.9666 | 15184.8096 | 15000.041 | 16144.2958 | 17087.6012 | 16052.7628 | 16077.4081 | 16523.2583 | 15824.02
Solar 3rdParty Block 2 | Renewable:Solar PV | DEF | DEF | 2032: 2999.6906; 2033: 4521.2966; 2034: 7181.2366; 2035: 8128.9897; 2036: 11984.9776; 2037: 13960.5219; 2038: 16225.0126; 2039: 17602.1169; 2040: 18090.2674; 2041: 17324.7095
Solar 3rdParty Block 3 | Renewable:Solar PV | DEF | DEF | 2040: 3357.6015; 2041: 4440.8216
Solar DEF Bay Ranch | Renewable:Solar PV | DEF | DEF | 2023: -4212.7271; 2024: -6795.3335; 2025: -6745.1013; 2026: -6711.3757; 2027: -7419.7989; 2028: -7400.494; 2029: -7957.9329; 2030: -7918.145; 2031: -7866.4758; 2032: -8462.5193; 2033: -2733.8229
Solar DEF Bay Trail | Renewable:Solar PV | DEF | DEF | 2023: -6231.1825; 2024: -6779.9244; 2025: -6729.8496; 2026: -6696.1995; 2027: -7403.0227; 2028: -7383.7101; 2029: -7939.9387; 2030: -7900.2407; 2031: -7855.3448; 2032: -7378.441
Solar DEF Charlie Creek | Renewable:Solar PV | DEF | DEF | 2023: -5916.1925; 2024: -6437.0744; 2025: -6389.6499; 2026: -6357.7008; 2027: -7028.7918; 2028: -7010.3296; 2029: -7538.5685; 2030: -7500.8758; 2031: -7440.664; 2032: -5755.5378
Solar DEF Columbia | Renewable:Solar PV | DEF | DEF
Solar DEF County Line | Renewable:Solar PV | DEF | DEF | 2025: -6150.3924; 2026: -6770.1613; 2027: -7734.2831; 2028: -7714.0896; 2029: -7904.1368; 2030: -7864.6158; 2031: -8069.8311; 2032: -8180.4708; 2033: -8137.1843; 2034: -8341.4916; 2035: -560.1469
Solar DEF Debary | Renewable:Solar PV | DEF | DEF
Solar DEF Duette | Renewable:Solar PV | DEF | DEF
Solar DEF Falmouth | Renewable:Solar PV | DEF | DEF | 2024: -5904.9991; 2025: -6772.4493; 2026: -6738.5879; 2027: -7449.8824; 2028: -7430.5168; 2029: -7990.2009; 2030: -7950.248; 2031: -7873.151; 2032: -8496.85; 2033: -8434.0198; 2034: -1111.4534
Solar DEF Fort Green | Renewable:Solar PV | DEF | DEF | 2023: -6220.3645; 2024: -6768.183; 2025: -6718.1663; 2026: -6684.5747; 2027: -7390.1696; 2028: -7370.9213; 2029: -7926.1563; 2030: -7886.5242; 2031: -7829.7789; 2032: -4453.8048
Solar DEF Hamilton | Renewable:Solar PV | DEF | DEF
Solar DEF Hardeetown | Renewable:Solar PV | DEF | DEF | 2023: -4212.7271; 2024: -6795.3335; 2025: -6745.1013; 2026: -6711.3757; 2027: -7419.7989; 2028: -7400.494; 2029: -7957.9329; 2030: -7918.145; 2031: -7874.4751; 2032: -8462.5193; 2033: -2733.8229
Solar DEF High Spring | Renewable:Solar PV | DEF | DEF | 2023: -2955.306; 2024: -6802.1912; 2025: -6751.9261; 2026: -6718.1661; 2027: -7427.3059; 2028: -7407.9629; 2029: -7965.9846; 2030: -7926.1562; 2031: -7879.5425; 2032: -8471.0598; 2033: -4433.5595
Solar DEF Hildreth | Renewable:Solar PV | DEF | DEF | 2023: -4212.7271; 2024: -6795.3335; 2025: -6745.1013; 2026: -6711.3757; 2027: -7419.7989; 2028: -7400.494; 2029: -7957.9329; 2030: -7918.145; 2031: -7863.6806; 2032: -8462.5193; 2033: -2733.8229
Solar DEF Lake Placid | Renewable:Solar PV | DEF | DEF
Solar DEF Mule Creek | Renewable:Solar PV | DEF | DEF | 2024: -6378.8139; 2025: -6770.162; 2026: -6736.3119; 2027: -7447.3665; 2028: -7427.9235; 2029: -7987.5024; 2030: -7947.5624; 2031: -7877.8508; 2032: -8493.8853; 2033: -8431.171; 2034: -544.5873
Solar DEF NEW 1 | Renewable:Solar PV | DEF | DEF
Solar DEF NEW 1 PTC | Renewable:Solar PV | DEF | DEF | 2025: -12641.7496; 2026: -13012.2803; 2027: -14865.3257; 2028: -14826.3271; 2029: -15191.796; 2030: -15115.8329; 2031: -15510.2635; 2032: -15807.7935; 2033: -15655.5541; 2034: -16024.345
Solar DEF NEW 2 | Renewable:Solar PV | DEF | DEF
Solar DEF NEW 2 PTC | Renewable:Solar PV | DEF | DEF | 2025: -9438.9757; 2026: -26106.5192; 2027: -29824.2788; 2028: -29746.1627; 2029: -30479.2633; 2030: -30326.8734; 2031: -31118.2079; 2032: -31533.6135; 2033: -31409.9337; 2034: -32318.7806; 2035: -20766.8904
Solar DEF NEW 3 | Renewable:Solar PV | DEF | DEF
Solar DEF NEW 3 PTC | Renewable:Solar PV | DEF | DEF |  |  |  |  | -1695.9723 | -31789.421 | -63138.3909 | -86509.5586 | -121185.8867 | -165496.7686 | -210855.1426 | -215971.667 | -221432.1582 | -227425.2061 | -223832.3809 | -193720.9619 | -162399.2339 | -137903.1055 | -99507.0413
Solar DEF NEW 4 | Renewable:Solar PV | DEF | DEF
Solar DEF NEW 4 PTC | Renewable:Solar PV | DEF | DEF | 2026: -1477.1371; 2027: -30021.7266; 2028: -29942.9814; 2029: -30681.0355; 2030: -30526.9591; 2031: -31324.2268; 2032: -31793.1187; 2033: -31645.9891; 2034: -32440.6592; 2035: -33390.3928; 2036: -32394.708
Solar DEF NEW 6 PTC | Renewable:Solar PV | DEF | DEF | 2033: -5580.2954; 2034: -106147.2842; 2035: -199448.2197; 2036: -204959.668; 2037: -203448.8418; 2038: -207902.7725; 2039: -212307.0576; 2040: -217179.6943; 2041: -215578.7871
Solar DEF Osc Perry Suw | Renewable:Solar PV | DEF | DEF
Solar DEF Sandy Creek | Renewable:Solar PV | DEF | DEF | 2023: -5907.8996; 2024: -6428.0722; 2025: -6380.6922; 2026: -6348.7883; 2027: -7018.9388; 2028: -7000.5258; 2029: -7528.0013; 2030: -7490.3607; 2031: -7439.6761; 2032: -3513.3761
Solar DEF Santa Fe | Renewable:Solar PV | DEF | DEF
Solar DEF St Pete Pier | Renewable:Solar PV | DEF | DEF
Solar DEF Trenton | Renewable:Solar PV | DEF | DEF
Solar DEF Twin Rivers | Renewable:Solar PV | DEF | DEF
Solar DEF Winquepin | Renewable:Solar PV | DEF | DEF | 2024: -6378.8139; 2025: -6770.162; 2026: -6736.3119; 2027: -7447.3665; 2028: -7427.9235; 2029: -7987.5024; 2030: -7947.5624; 2031: -7896.9656; 2032: -8493.8853; 2033: -8431.171; 2034: -544.5873
Solar+Storage DEF NEW 1 | Renewable:Solar PV | DEF | DEF
Solar+Storage DEF NEW 1 PTC + ITC | Renewable:Solar PV | DEF | DEF | [6 empty] | -1079.2705 | -20185.7563 | -40430.9314 | -60093.7517 | -59442.5872 | -61128.6553 | -62725.2991 | -64780.887 | -64317.606 | -65725.7756 | -65863.189 | -44591.7609 | -21547.1287
Standby | Demand:Demand Response | DEF | DEF
SUWANNEE_P 1 | Gas/Oil:Combustion Turbine | DEF | DEF | 796.8413 | 1142.9039 | 965.2877 | 953.5663 | 839.0338 | 906.6462 | 1016.3208 | 1105.8753 | 947.3206 | 805.6091 | 892.1799 | 458.7092
SUWANNEE_P 2 | Gas/Oil:Combustion Turbine | DEF | DEF | 725.2719 | 791.6918 | 649.8663 | 932.4514 | 666.9088 | 955.4363 | 966.6835 | 1001.7218 | 784.4426 | 804.9342 | 810.8492 | 371.1117
SUWANNEE_P 3 | Gas/Oil:Combustion Turbine | DEF | DEF | 1326.9464 | 1436.7199 | 1285.095 | 1341.0738 | 1184.5496 | 1353.1712 | 1166.521 | 1344.4089 | 1049.7802 | 1050.543 | 1096.9468 | 499.7346
Tigerbay 1 | Gas/Oil:Combined Cycle | DEF | DEF | 58882.5897 | 45531.7472 | 40062.9869 | 46861.4219 | 43198.1865 | 46420.4921 | 36267.8774 | 34132.9859 | 25646.7413 | 25824.0453 | 18738.8688 | 28965.4795 | 3507.6998
U OF FL 1 | Gas/Oil:Combustion Turbine | DEF | DEF | 2023: 21395.2513; 2024: 17978.1262; 2025: 17020.7316; 2026: 16722.8874; 2027: 14142.4644
Voltage Red | Demand:Demand Response | DEF | DEF
WaterHtr_PP | Demand:Demand Response | DEF | DEF
Total |  |  |  | 2106262.0577 | 1704429.215 | 1517160.5716 | 1450179.1462 | 1401128.0894 | 1407905.2332 | 1334939.3595 | 1227976.6687 | 1105433.7719 | 1045825.6001 | 1059372.2415 | 960376.7997 | 873519.9819 | 940641.1849 | 1080269.6251 | 921498.9442 | 870250.413 | 739081.2243 | 730073.2399
Group Totals
Resource | Type | BA | Area | 2023 | 2024 | 2025 | 2026 | 2027 | 2028 | 2029 | 2030 | 2031 | 2032 | 2033 | 2034 | 2035 | 2036 | 2037 | 2038 | 2039 | 2040 | 2041
Total | Coal:Conventional | DEF | DEF | 111877.2645 | 118206.4181 | 109712.444 | 96781.2371 | 110012.3077 | 150833.8188 | 126931.6145 | 148945.3989 | 192203.2118 | 177366.9795 | 176480.8544 | 73081.852
Total | Demand:Demand Response | DEF | DEF
Total | Gas/Oil:Combined Cycle | DEF | DEF | 1795370.4935 | 1441111.758 | 1362538.0092 | 1318421.2093 | 1320108.68 | 1317310.265 | 1317596.3809 | 1245619.0585 | 1155142.043 | 1171485.8524 | 1191196.7493 | 1253916.9782 | 1286820.2298 | 1320228.1698 | 1385286.6351 | 1364949.9811 | 1354906.715 | 1318068.4773 | 1342390.2631
Total | Gas/Oil:Combustion Turbine | DEF | DEF | 94546.3412 | 80776.3456 | 61091.0442 | 49821.7428 | 31913.2384 | 15773.3955 | 20386.969 | 17828.8921 | 12312.0055 | 11012.8771 | 12015.2411 | 15363.7316 | 17650.4148 | 34777.6916 | 43953.6702 | 27313.3291 | 50384.7192 | 55451.0894 | 43945.3405
Total | Gas/Oil:Steam Turbine | DEF | DEF | 122043.9102 | 110857.9048 | 51756.0154 | 78631.6574 | 75611.4583 | 84121.7788 | 65855.287 | 53233.3571 | 43999.1537 | 43574.8829 | 41370.1636 | 52749.2823 | 67270.215 | 69396.3517 | 92286.0812 | 62542.4021 | 51895.5411 | 33545.4349 | 29560.7079
Total | Nuclear:Nuclear | DEF | DEF | 2038: -117946.8486; 2039: -199747.9551; 2040: -326181.5957; 2041: -407007.0449
Total | Renewable:Biomass | DEF | DEF | 22293.1745 | 22180.3472 | 28673.8526 | 18032.6874 | 17460.8377 | 18942.0377 | 21209.3373 | 19913.1526 | 16637.1758 | 16225.5222 | 17676.0462 | 17472.4203 | 16973.1986 | 17670.1673 | 19293.9442 | 19711.8152 | 19701.3481 | 19901.2518 | 20227.3792
Total | Renewable:Solar PV | DEF | DEF | -39869.1262 | -68703.5587 | -96610.7939 | -111509.3878 | -153978.4328 | -179076.0626 | -217040.2292 | -257563.1905 | -314859.8179 | -373840.5141 | -379366.8131 | -452207.4648 | -515194.0764 | -501431.1955 | -460550.7056 | -435071.7347 | -406889.9554 | -361703.4334 | -299043.4059
Total | Storage:Battery | DEF | DEF
Battery Case
Resource | Type | BA | Area | 2023 | 2024 | 2025 | 2026 | 2027 | 2028 | 2029 | 2030 | 2031 | 2032 | 2033 | 2034 | 2035 | 2036 | 2037 | 2038 | 2039 | 2040 | 2041
AC | Demand:Demand Response | DEF | DEF
Anclote 1 | Gas/Oil:Steam Turbine | DEF | DEF | 67221.9143 | 65926.9735 | 27699.136 | 46016.0848 | 45756.8539 | 42680.1681 | 35113.6052 | 31876.5526 | 20916.4989 | 23674.2488 | 21525.6201 | 31616.9825 | 38048.9801 | 37940.1128 | 53059.8332 | 39787.6022 | 44244.6607 | 24884.14 | 24136.6825
Anclote 2 | Gas/Oil:Steam Turbine | DEF | DEF | 55139.9646 | 44930.9313 | 24056.8794 | 31455.9451 | 33046.9611 | 37932.052 | 26371.8528 | 21457.448 | 23986.5251 | 20536.5499 | 20151.8127 | 22619.8354 | 30618.9183 | 33405.4895 | 40461.7447 | 23023.2444 | 11318.1277 | 9286.5913 | 8154.5326
As Avail | Gas/Oil:Combined Cycle | DEF | DEF | 97.6039 | 92.2254 | 75.9076 | 75.3124 | 80.804 | 79.3064 | 107.4016 | 85.7783 | 80.0834 | 72.9131 | 74.4723 | 76.5821 | 75.7839 | 94.0485 | 86.2442 | 86.9241 | 82.8327 | 95.0758 | 86.0249
As Avail PCS | Renewable:Biomass | DEF | DEF | 6557.5916 | 5788.811 | 5220.4612 | 4997.7129 | 5600.3438 | 6119.8442 | 5536.2328 | 5436.5981 | 5223.8761 | 4777.4575 | 4883.7053 | 5100.1593 | 4712.0453 | 5664.5625 | 5635.3519 | 5844.8623 | 6024.4387 | 6251.854 | 6068.9397
Bartow CC 1 0 | Gas/Oil:Combined Cycle | DEF | DEF | 312309.8545 | 248644.1382 | 257185.4629 | 250545.6328 | 239491.7207 | 246533.8906 | 265216.2852 | 259569.7383 | 264099.0098 | 269940.7832 | 268788.6924 | 289834.2451 | 300492.9912 | 313417.9961 | 295273.1562 | 331187.2266 | 346746.4629 | 358760.2617 | 352482.5049
Bartow CC 1 PAG | Gas/Oil:Combined Cycle | DEF | DEF | 9864.4643 | 7982.7411 | 5689.9232 | 6036.2082 | 5629.8067 | 5712.5496 | 5579.0361 | 4029.4066 | 3345.1527 | 3530.577 | 3126.0091 | 5211.9846 | 6179.8034 | 6107.7771 | 6952.2079 | 6362.1405 | 7255.4186 | 6505.976 | 6573.7124
BARTOW_P 1 | Gas/Oil:Combustion Turbine | DEF | DEF | 2026: 30.8768
BARTOW_P 2 | Gas/Oil:Combustion Turbine | DEF | DEF | 149.2972 | 181.1609 | 167.4978 | 166.7779 | 123.1468 | 243.8022 | 232.4515 | 274.3228 | 194.3892 | 198.3136 | 205.0492 | 97.2953
BARTOW_P 3 | Gas/Oil:Combustion Turbine | DEF | DEF | 2026: 34.3583; 2027: 17.4348
BARTOW_P 4 | Gas/Oil:Combustion Turbine | DEF | DEF | 228.1667 | 241.7688 | 408.8601 | 476.3363 | 224.922 | 395.8037 | 497.3335 | 425.06 | 368.3493 | 326.7942 | 280.9774 | 214.367
Battery 2 Hours | Storage:Battery | DEF | DEF
Battery 4 Hours | Storage:Battery | DEF | DEF
BAYBORO_P 1 | Gas/Oil:Combustion Turbine | DEF | DEF | 2024: 43.8361
BAYBORO_P 2 | Gas/Oil:Combustion Turbine | DEF | DEF | 2023: 8.9735; 2024: 8.3915; 2025: 9.3926
BAYBORO_P 3 | Gas/Oil:Combustion Turbine | DEF | DEF
BAYBORO_P 4 | Gas/Oil:Combustion Turbine | DEF | DEF | 2024: 9.6949
Citrus CC 1 | Gas/Oil:Combined Cycle | DEF | DEF | 265071.0352 | 227291.6416 | 201348.2432 | 217066.3525 | 213331.0576 | 194617.9648 | 209390.4668 | 200509.1494 | 187541.6094 | 198809.7054 | 201357.3657 | 207547.2007 | 205470.6909 | 213858.7947 | 205065.1709 | 224303.5946 | 227664.4619 | 222187.3354 | 237398.2725
Citrus CC 1 Duct | Gas/Oil:Combined Cycle | DEF | DEF | 11248.2085 | 9543.6611 | 6196.8287 | 6808.8698 | 6302.2393 | 6044.0874 | 5865.7336 | 4308.1958 | 3465.4522 | 3775.9098 | 3888.228 | 5478.949 | 6722.5267 | 7033.6171 | 8052.8065 | 6905.245 | 8072.3531 | 7056.7091 | 8216.9766
Citrus CC 2 | Gas/Oil:Combined Cycle | DEF | DEF | 267537.4492 | 227444.5645 | 213959.4482 | 199537.6924 | 219307.0337 | 194886.5562 | 212312.0806 | 205341.7817 | 183790.2832 | 199812.5386 | 202395.0479 | 208986.2178 | 209132.0021 | 213875.1167 | 206919.186 | 221315.1733 | 232380.2046 | 207938.8242 | 246751.4468
Citrus CC 2 Duct | Gas/Oil:Combined Cycle | DEF | DEF | 10628.4567 | 9773.2604 | 6637.6658 | 5306.1166 | 6023.9226 | 5751.826 | 5972.3813 | 3925.7996 | 3271.9531 | 3398.3722 | 3516.5852 | 5185.58 | 6291.9339 | 6936.2932 | 7085.5199 | 6285.2423 | 7569.6622 | 6968.4592 | 7518.3873
Crystal 4 | Coal:Conventional | DEF | DEF | 67530.1294 | 58818.2292 | 55711.9694 | 48812.3453 | 59233.1 | 74398.9717 | 71242.7826 | 74754.5867 | 101583.9673 | 79937.49 | 93305.6569 | 36949.2636
Crystal 5 | Coal:Conventional | DEF | DEF | 43906.7591 | 59388.1889 | 54000.4746 | 48291.5779 | 43886.8329 | 72014.2806 | 54974.5345 | 75977.2249 | 83655.2902 | 95706.3976 | 87041.8533 | 33071.4297
DEBARY 10 | Gas/Oil:Combustion Turbine | DEF | DEF | 2025: 31.8829; 2026: 35.3301; 2027: 57.0745; 2028: 197.0379; 2029: 557.1525; 2030: 317.3446; 2033: 134.9623; 2034: 125.9803; 2035: 310.2758
DEBARY 2 | Gas/Oil:Combustion Turbine | DEF | DEF | 2024: 49.3719
DEBARY 3 | Gas/Oil:Combustion Turbine | DEF | DEF | 2025: 36.9449; 2026: 42.1898; 2027: 48.2813
DEBARY 4 | Gas/Oil:Combustion Turbine | DEF | DEF | 2024: 25.085; 2025: 46.0047; 2026: 93.1018
DEBARY 5 | Gas/Oil:Combustion Turbine | DEF | DEF | 2024: 29.6539
DEBARY 6 | Gas/Oil:Combustion Turbine | DEF | DEF | 2023: 32.5796; 2024: 57.4933; 2025: 9.5047; 2026: 93.2929; 2027: 33.379
DEBARY 7 | Gas/Oil:Combustion Turbine | DEF | DEF | 1491.9614 | 1097.2388 | 1547.4689 | 1287.7583 | 1047.6745 | 1274.7977 | 1395.2386 | 1357.8633 | 947.3137 | 898.1602 | 828.8868 | 1177.0269 | 937.8835 | 227.4913
DEBARY 8 | Gas/Oil:Combustion Turbine | DEF | DEF | 1697.7666 | 1866.8881 | 1776.0861 | 1537.2971 | 1035.0257 | 1498.9078 | 1300.0339 | 1343.072 | 1158.3348 | 1296.0087 | 1073.5853 | 1423.3005 | 1065.8291 | 496.6086
DEBARY 9 | Gas/Oil:Combustion Turbine | DEF | DEF | 2128.454 | 2034.8415 | 1697.0023 | 1313.0202 | 1138.0246 | 1545.8357 | 1508.0259 | 1556.0685 | 1226.618 | 1239.8548 | 1079.7262 | 1569.2623 | 1705.939 | 339.9902
DEF Nuclear GE X300 PTC | Nuclear:Nuclear | DEF | DEF | 2038: -118010.2168; 2039: -199543.8809; 2040: -326181.5742; 2041: -407225.1016
Gen 190MW CT | Gas/Oil:Combustion Turbine | DEF | DEF | 2034: 1259.2095; 2035: 4551.9618; 2036: 21528.9104; 2037: 24649.5333; 2038: 17513.2505; 2039: 38177.4896; 2040: 42240.5243; 2041: 28993.2368
Gen 190MW CT Ave | Gas/Oil:Combustion Turbine | DEF | DEF | 2039: 9905.3384; 2040: 13292.3829; 2041: 11658.0528
HEAT | Demand:Demand Response | DEF | DEF
Hines CC 1 | Gas/Oil:Combined Cycle | DEF | DEF | 137006.3809 | 120339.2939 | 115541.7607 | 88087.9449 | 93462.0791 | 83843.4641 | 83910.9094 | 64897.2399 | 45947.251 | 38032.3764 | 45969.0567 | 55252.26 | 73126.9339 | 70014.9982 | 102245.7765 | 71868.6023 | 19064.3682
Hines CC 2 | Gas/Oil:Combined Cycle | DEF | DEF | 142164.5825 | 124824.6646 | 120253.9563 | 128894.1836 | 117586.6936 | 127860.5542 | 106888.2406 | 109277.5071 | 97380.2483 | 84684.533 | 79402.9957 | 95577.0082 | 108702.179 | 103319.9087 | 122527.5527 | 108713.0835 | 98016.314 | 110089.787 | 101784.9753
Hines CC 3 | Gas/Oil:Combined Cycle | DEF | DEF | 152452.7548 | 125392.0303 | 115889.0356 | 114886.7229 | 136683.3154 | 130298.0166 | 133102.2402 | 109999.2251 | 123483.3152 | 111941.5918 | 122645.1382 | 116893.3627 | 130462.0203 | 126001.5409 | 152144.8574 | 126181.0967 | 132958.2341 | 124946.5239 | 134282.7501
Hines CC 4 | Gas/Oil:Combined Cycle | DEF | DEF | 137208.9027 | 126133.2515 | 91919.8931 | 103823.3533 | 97068.2551 | 121519.603 | 112389.4062 | 113509.668 | 92950.2689 | 110729.5151 | 108509.8076 | 112416.0894 | 105544.3105 | 124542.5522 | 124094.7231 | 128139.8999 | 127175.7278 | 131485.1274 | 117082.585
INT CITY 1 | Gas/Oil:Combustion Turbine | DEF | DEF | 2024: 21.6387; 2025: 10.5778; 2026: 24.9419; 2027: 49.3746; 2028: 74.3944; 2029: 264.5752; 2030: 101.1927; 2031: 78.9008; 2032: 33.9524; 2033: 104.0474; 2034: 33.8553
INT CITY 10 | Gas/Oil:Combustion Turbine | DEF | DEF | 530.5758 | 909.2252 | 803.7384 | 506.3578 | 431.8457 | 576.9093 | 872.3551 | 772.6837 | 566.4583 | 394.2409 | 484.4897 | 782.8385 | 1070.9298 | 1327.6639 | 2282.9697 | 478.0355
INT CITY 11 | Gas/Oil:Combustion Turbine | DEF | DEF | 71.615 | 127.2768 | 239.0492 | 321.4598 | 120.0484 | 483.3747 | 977.6903 | 622.3523 | 179.3661 | 181.1884 | 481.2109 | 239.6267 | 578.8509 | 789.8181 | 1557.2504 | 1107.8746 | 126.1603 | 113.2754 | 94.9741
INT CITY 12 | Gas/Oil:Combustion Turbine | DEF | DEF | 630.4588 | 516.7483 | 561.927 | 374.9063 | 299.8451 | 414.7285 | 784.5466 | 567.3896 | 405.4526 | 180.4117 | 330.5768 | 716.7131 | 656.2582 | 1409.9914 | 2020.9933 | 1922.0882 | 320.2342 | 228.3411 | 486.2017
INT CITY 13 | Gas/Oil:Combustion Turbine | DEF | DEF | 942.6104 | 879.391 | 798.5206 | 704.0875 | 769.2457 | 741.4812 | 1003.9534 | 523.1067 | 477.2572 | 517.3999 | 567.656 | 870.9967 | 1074.8206 | 1650.0007 | 2736.8127 | 2574.0531 | 725.7061 | 702.2271 | 587.0666
INT CITY 14 | Gas/Oil:Combustion Turbine | DEF | DEF | 1279.4437 | 1048.1916 | 1091.8855 | 1016.981 | 546.4349 | 1013.8884 | 852.9518 | 855.3084 | 488.5762 | 434.7328 | 513.9647 | 1071.1193 | 1016.0782 | 1838.2878 | 3390.6826 | 2810.3077 | 786.5578 | 867.5416 | 1144.6059
INT CITY 2 | Gas/Oil:Combustion Turbine | DEF | DEF | 2028: 41.6961; 2029: 80.6664; 2030: 151.348; 2031: 40.5033; 2032: 17.5609; 2033: 77.6339
INT CITY 3 | Gas/Oil:Combustion Turbine | DEF | DEF | 2024: 21.4735; 2025: 10.1077; 2026: 31.7292; 2027: 38.137; 2028: 83.0852; 2029: 207.4854; 2030: 166.6405; 2031: 65.4448; 2032: 19.6896; 2033: 96.0995; 2034: 18.2075
INT CITY 4 | Gas/Oil:Combustion Turbine | DEF | DEF | 2024: 22.0572; 2025: 31.1592; 2026: 67.171; 2027: 50.5796; 2028: 87.4572; 2029: 263.7489; 2030: 185.1907; 2031: 77.2416; 2032: 39.3344; 2033: 117.1909; 2034: 21.8946
INT CITY 5 | Gas/Oil:Combustion Turbine | DEF | DEF | 2026: 31.4056; 2028: 56.2223; 2029: 173.561; 2030: 144.7066; 2031: 47.3511; 2032: 9.9314; 2033: 84.5836
INT CITY 6 | Gas/Oil:Combustion Turbine | DEF | DEF | 2024: 62.1191; 2025: 20.1411; 2026: 87.6905; 2027: 57.9257; 2028: 10.5918; 2029: 330.1554; 2030: 229.7791; 2031: 75.6754; 2032: 28.2928; 2033: 125.1085; 2034: 26.8829
INT CITY 7 | Gas/Oil:Combustion Turbine | DEF | DEF | 2069.2023 | 2324.7958 | 2051.5294 | 1699.9511 | 1249.0764 | 1451.7247 | 1486.7599 | 1497.8793 | 1367.9065 | 1186.7273 | 1079.8977 | 1706.5156 | 2024.3648 | 2548.5975 | 3425.8656 | 1357.7065
INT CITY 8 | Gas/Oil:Combustion Turbine | DEF | DEF | 1466.3136 | 1641.2062 | 1560.1552 | 1148.6851 | 886.04 | 1154.1472 | 1320.9454 | 1269.6459 | 954.7123 | 949.5576 | 848.9394 | 1743.6454 | 1551.116 | 2004.9552 | 2748.7054 | 879.2915
INT CITY 9 | Gas/Oil:Combustion Turbine | DEF | DEF | 1150.9713 | 1783.8687 | 1487.1223 | 1139.6481 | 820.5997 | 1172.5725 | 1448.5564 | 1132.4404 | 935.6014 | 756.9325 | 716.875 | 1668.6913 | 1665.7438 | 2042.3346 | 2694.9221 | 959.3455
INTER | Demand:Demand Response | DEF | DEF
Mulberry | Gas/Oil:Combined Cycle | DEF | DEF | 2023: 37135.6211; 2024: 14569.0098
NSG Vand CT 1 | Gas/Oil:Combustion Turbine | DEF | DEF | 2023: 10030.8941; 2024: 9396.3512; 2025: 5713.5512; 2026: 2913.3297; 2027: 1307.9554
NSG Vand CT 2 | Gas/Oil:Combustion Turbine | DEF | DEF | 2023: 10617.5137; 2024: 10402.4433; 2025: 6255.6272; 2026: 3071.7297; 2027: 1351.657
NSG Vand CT 3 | Gas/Oil:Combustion Turbine | DEF | DEF | 2023: 12377.1299; 2024: 10770.382; 2025: 6391.8057; 2026: 5332.2964; 2027: 1477.1327
NSG Vand CT 4 | Gas/Oil:Combustion Turbine | DEF | DEF | 2023: 13324.049; 2024: 13123.4799; 2025: 8412.5208; 2026: 6438.3846; 2027: 1478.2147
Orange Cogen | Gas/Oil:Combined Cycle | DEF | DEF | 2023: 43680.3491; 2024: 26869.1084; 2025: 27597.606
Orlando Cogen | Gas/Oil:Combined Cycle | DEF | DEF | 2023: 97553.8789
Osprey 1 0 | Gas/Oil:Combined Cycle | DEF | DEF | 2023: 74602.2378; 2024: 61856.5225
Osprey 1 1 | Gas/Oil:Combined Cycle | DEF | DEF | 2023: 34574.1648; 2024: 34922.8084
Osprey 1 2 | Gas/Oil:Combined Cycle | DEF | DEF | 2023: 2503.1694; 2024: 2380.4049
OspreyAcq | Gas/Oil:Combined Cycle | DEF | DEF |  | 27359.9004 | 156412.7217 | 146807.5952 | 140858.1128 | 153621.8823 | 137693.0548 | 133021.4346 | 128063.0466 | 122108.9636 | 128140.0837 | 122812.2085 | 126816.4362 | 129352.2715 | 149216.9766 | 129452.2124 | 143034.5044 | 136880.0093 | 127176.2637
OspreyAcqDF | Gas/Oil:Combined Cycle | DEF | DEF |  | 160.7838 | 3766.5694 | 4181.7544 | 3348.192 | 3606.2436 | 3477.5726 | 3296.5169 | 2317.1434 | 2191.0452 | 2246.3829 | 3373.1942 | 4103.033 | 4386.208 | 5050.0107 | 4142.6948 | 5023.2411 | 4660.8694 | 4671.6107
Pasco County | Renewable:Biomass | DEF | DEF | 5040.0847 | 5233.0478 | 7388.4539 | 3791.9192 | 3675.7777 | 3989.823 | 4638.5944 | 4026.6621 | 3230.1171 | 3521.2615 | 3539.9183 | 3420.8257 | 3381.3811 | 3530.8052 | 4737.3353 | 3871.8083 | 4180.4536 | 4068.9823 | 4006.7922
Pinellas County | Renewable:Biomass | DEF | DEF | 10546.8259 | 11158.4885 | 16064.9375 | 9310.7186 | 8494.5963 | 8906.7794 | 10130.4481 | 9562.721 | 8278.6959 | 8077.1546 | 9238.5002 | 8497.6737 | 8834.0133 | 8867.6392 | 8829.6151 | 9209.4375 | 10172.0391 | 9928.3029 | 9585.8401
Shady Hills 1 | Gas/Oil:Combustion Turbine | DEF | DEF | 2023: 3454.868; 2024: 291.1917
Shady Hills 2 | Gas/Oil:Combustion Turbine | DEF | DEF | 2023: 3213.8448; 2024: 314.2565
Shady Hills 3 | Gas/Oil:Combustion Turbine | DEF | DEF | 2023: 3271.3405; 2024: 125.3824
Solar 3rdParty Block 1 | Renewable:Solar PV | DEF | DEF |  | 3560.5139 | 5138.6851 | 8956.1116 | 11042.6396 | 14855.8434 | 17951.9045 | 19348.2391 | 18736.1691 | 16441.6908 | 16613.9715 | 15000.3704 | 14814.7334 | 16236.6421 | 17001.4361 | 15472.661 | 15693.8956 | 16230.6016 | 15296.146
Solar 3rdParty Block 2 | Renewable:Solar PV | DEF | DEF | 2032: 3003.6137; 2033: 4479.2388; 2034: 7118.355; 2035: 8028.5656; 2036: 12086.1499; 2037: 13890.1263; 2038: 15669.0093; 2039: 17182.235; 2040: 17769.8577; 2041: 16746.7742
Solar 3rdParty Block 3 | Renewable:Solar PV | DEF | DEF | 2040: 3282.4932; 2041: 4292.6803
Solar DEF Bay Ranch | Renewable:Solar PV | DEF | DEF | 2023: -4212.7271; 2024: -6795.3335; 2025: -6745.1013; 2026: -6711.3757; 2027: -7419.7989; 2028: -7400.494; 2029: -7957.9329; 2030: -7918.145; 2031: -7874.0334; 2032: -8462.5193; 2033: -2733.8229
Solar DEF Bay Trail | Renewable:Solar PV | DEF | DEF | 2023: -6231.1825; 2024: -6779.9244; 2025: -6729.8496; 2026: -6696.1995; 2027: -7403.0227; 2028: -7383.7101; 2029: -7939.9387; 2030: -7900.2407; 2031: -7837.4575; 2032: -7378.441
Solar DEF Charlie Creek | Renewable:Solar PV | DEF | DEF | 2023: -5916.1925; 2024: -6437.0744; 2025: -6389.6499; 2026: -6357.7008; 2027: -7028.7918; 2028: -7010.3296; 2029: -7538.5685; 2030: -7500.8758; 2031: -7457.3392; 2032: -5755.5378
Solar DEF Columbia | Renewable:Solar PV | DEF | DEF
Solar DEF County Line | Renewable:Solar PV | DEF | DEF | 2025: -6150.3924; 2026: -6770.1613; 2027: -7734.2831; 2028: -7714.0896; 2029: -7904.1368; 2030: -7864.6158; 2031: -8069.8311; 2032: -8158.463; 2033: -8113.8992; 2034: -8339.9938; 2035: -560.1469
Solar DEF Debary | Renewable:Solar PV | DEF | DEF
Solar DEF Duette | Renewable:Solar PV | DEF | DEF
Solar DEF Falmouth | Renewable:Solar PV | DEF | DEF | 2024: -5904.9991; 2025: -6772.4493; 2026: -6738.5879; 2027: -7449.8824; 2028: -7430.5168; 2029: -7990.2009; 2030: -7950.248; 2031: -7870.9683; 2032: -8496.85; 2033: -8434.0198; 2034: -1111.4534
Solar DEF Fort Green | Renewable:Solar PV | DEF | DEF | 2023: -6220.3645; 2024: -6768.183; 2025: -6718.1663; 2026: -6684.5747; 2027: -7390.1696; 2028: -7370.9213; 2029: -7926.1563; 2030: -7886.5242; 2031: -7842.4181; 2032: -4453.8048
Solar DEF Hamilton | Renewable:Solar PV | DEF | DEF
Solar DEF Hardeetown | Renewable:Solar PV | DEF | DEF | 2023: -4212.7271; 2024: -6795.3335; 2025: -6745.1013; 2026: -6711.3757; 2027: -7419.7989; 2028: -7400.494; 2029: -7957.9329; 2030: -7918.145; 2031: -7874.0143; 2032: -8462.5193; 2033: -2733.8229
Solar DEF High Spring | Renewable:Solar PV | DEF | DEF | 2023: -2955.306; 2024: -6802.1912; 2025: -6751.9261; 2026: -6718.1661; 2027: -7427.3059; 2028: -7407.9629; 2029: -7965.9846; 2030: -7926.1562; 2031: -7869.4506; 2032: -8471.0598; 2033: -4433.5595
Solar DEF Hildreth | Renewable:Solar PV | DEF | DEF | 2023: -4212.7271; 2024: -6795.3335; 2025: -6745.1013; 2026: -6711.3757; 2027: -7419.7989; 2028: -7400.494; 2029: -7957.9329; 2030: -7918.145; 2031: -7867.4052; 2032: -8462.5193; 2033: -2733.8229
Solar DEF Lake Placid | Renewable:Solar PV | DEF | DEF
Solar DEF Mule Creek | Renewable:Solar PV | DEF | DEF | 2024: -6378.8139; 2025: -6770.162; 2026: -6736.3119; 2027: -7447.3665; 2028: -7427.9235; 2029: -7987.5024; 2030: -7947.5624; 2031: -7904.7023; 2032: -8493.8853; 2033: -8431.171; 2034: -544.5873
Solar DEF NEW 1 | Renewable:Solar PV | DEF | DEF
Solar DEF NEW 1 PTC | Renewable:Solar PV | DEF | DEF | 2025: -12641.7496; 2026: -13012.2803; 2027: -14865.3257; 2028: -14826.3271; 2029: -15191.796; 2030: -15115.8329; 2031: -15510.2635; 2032: -15702.6496; 2033: -15561.2345; 2034: -16011.9131
Solar DEF NEW 2 | Renewable:Solar PV | DEF | DEF
Solar DEF NEW 2 PTC | Renewable:Solar PV | DEF | DEF | 2025: -9438.9757; 2026: -26106.5192; 2027: -29824.2788; 2028: -29746.1627; 2029: -30479.2633; 2030: -30326.8734; 2031: -31118.2079; 2032: -31605.1462; 2033: -31327.5889; 2034: -32249.2412; 2035: -20791.0701
Solar DEF NEW 3 | Renewable:Solar PV | DEF | DEF
Solar DEF NEW 3 PTC | Renewable:Solar PV | DEF | DEF |  |  |  |  | -1695.9723 | -31789.421 | -63138.3909 | -86509.5586 | -121185.8867 | -165649.2393 | -210851.1621 | -216006.5195 | -221483.7451 | -227434.1709 | -223832.3809 | -193720.9619 | -162399.2339 | -137903.1055 | -99507.0413
Solar DEF NEW 4 | Renewable:Solar PV | DEF | DEF
Solar DEF NEW 4 PTC | Renewable:Solar PV | DEF | DEF | 2026: -1477.1371; 2027: -30021.7266; 2028: -29942.9814; 2029: -30681.0355; 2030: -30527.6373; 2031: -31324.2268; 2032: -31714.6462; 2033: -31501.074; 2034: -32428.9761; 2035: -33434.2178; 2036: -32397.6484
Solar DEF NEW 6 PTC | Renewable:Solar PV | DEF | DEF | 2033: -5580.2954; 2034: -106037.1602; 2035: -199079.873; 2036: -204959.668; 2037: -203448.8418; 2038: -207902.7725; 2039: -212307.0576; 2040: -217179.6943; 2041: -215578.7871
Solar DEF Osc Perry Suw | Renewable:Solar PV | DEF | DEF
Solar DEF Sandy Creek | Renewable:Solar PV | DEF | DEF | 2023: -5907.8996; 2024: -6428.0722; 2025: -6380.6922; 2026: -6348.7883; 2027: -7018.9388; 2028: -7000.5258; 2029: -7528.0013; 2030: -7490.3607; 2031: -7441.0351; 2032: -3513.3761
Solar DEF Santa Fe | Renewable:Solar PV | DEF | DEF
Solar DEF St Pete Pier | Renewable:Solar PV | DEF | DEF
Solar DEF Trenton | Renewable:Solar PV | DEF | DEF
Solar DEF Twin Rivers | Renewable:Solar PV | DEF | DEF
Solar DEF Winquepin | Renewable:Solar PV | DEF | DEF | 2024: -6378.8139; 2025: -6770.162; 2026: -6736.3119; 2027: -7447.3665; 2028: -7427.9235; 2029: -7987.5024; 2030: -7947.5624; 2031: -7888.1599; 2032: -8493.8853; 2033: -8431.171; 2034: -544.5873
Solar+Storage DEF NEW 1 | Renewable:Solar PV | DEF | DEF
Solar+Storage DEF NEW 1 PTC + ITC | Renewable:Solar PV | DEF | DEF | [6 empty] | -1079.2705 | -20185.7563 | -40430.9314 | -59820.6523 | -59521.238 | -61022.7825 | -62834.2742 | -64755.4133 | -64317.606 | -65725.7756 | -65863.189 | -44591.7609 | -21547.1287
Standby | Demand:Demand Response | DEF | DEF
SUWANNEE_P 1 | Gas/Oil:Combustion Turbine | DEF | DEF | 828.781 | 1142.9039 | 965.2877 | 966.7375 | 653.1618 | 811.9354 | 930.2492 | 1124.3566 | 918.3714 | 803.1846 | 881.8105 | 410.961
SUWANNEE_P 2 | Gas/Oil:Combustion Turbine | DEF | DEF | 704.1543 | 791.6918 | 649.8663 | 875.3153 | 496.4531 | 831.4439 | 861.2586 | 972.6823 | 796.4557 | 782.5655 | 769.8395 | 360.2286
SUWANNEE_P 3 | Gas/Oil:Combustion Turbine | DEF | DEF | 1260.5979 | 1436.7199 | 1285.095 | 1361.0379 | 969.5976 | 1247.5022 | 1240.6331 | 1272.5346 | 1018.2834 | 1056.9491 | 1061.4384 | 489.4822
Tigerbay 1 | Gas/Oil:Combined Cycle | DEF | DEF | 59833.4203 | 45531.7472 | 40062.9869 | 46896.758 | 41544.5117 | 47195.8464 | 38242.9009 | 31029.217 | 25314.1987 | 23964.4302 | 18685.4089 | 27855.1127 | 3522.0483
U OF FL 1 | Gas/Oil:Combustion Turbine | DEF | DEF | 2023: 21398.8382; 2024: 17978.1262; 2025: 17020.7316; 2026: 16718.868; 2027: 14149.8169
Voltage Red | Demand:Demand Response | DEF | DEF
WaterHtr_PP | Demand:Demand Response | DEF | DEF
Total |  |  |  | 2105907.0792 | 1704429.215 | 1517160.5716 | 1450013.1002 | 1397369.1275 | 1403198.6163 | 1329486.4462 | 1225269.4196 | 1105682.3874 | 1046925.7072 | 1061082.219 | 961625.7761 | 875108.0549 | 943330.2731 | 1082238.5377 | 922063.9873 | 873787.7609 | 740865.9392 | 731419.9772
Group Totals
Resource | Type | BA | Area | 2023 | 2024 | 2025 | 2026 | 2027 | 2028 | 2029 | 2030 | 2031 | 2032 | 2033 | 2034 | 2035 | 2036 | 2037 | 2038 | 2039 | 2040 | 2041
Total | Coal:Conventional | DEF | DEF | 111436.8885 | 118206.4181 | 109712.444 | 97103.9232 | 103119.9329 | 146413.2523 | 126217.317 | 150731.8116 | 185239.2574 | 175643.8875 | 180347.5101 | 70020.6933
Total | Demand:Demand Response | DEF | DEF
Total | Gas/Oil:Combined Cycle | DEF | DEF | 1795472.5346 | 1441111.758 | 1362538.0092 | 1318954.4971 | 1320717.7444 | 1321571.7913 | 1320147.71 | 1242800.6581 | 1161049.0159 | 1172993.2545 | 1188745.2743 | 1256499.9949 | 1286642.6932 | 1318941.1229 | 1384714.1887 | 1364943.1361 | 1355043.7855 | 1317574.9586 | 1344025.5102
Total | Gas/Oil:Combustion Turbine | DEF | DEF | 94360.4013 | 80776.3456 | 61091.0442 | 49943.0536 | 30928.1052 | 15409.3399 | 18590.3281 | 16862.9687 | 12388.5631 | 11351.7832 | 11944.5497 | 16028.1003 | 18210.0516 | 36204.6497 | 45507.7351 | 29601.953 | 50041.4864 | 57444.2925 | 42964.1379
Total | Gas/Oil:Steam Turbine | DEF | DEF | 122361.8789 | 110857.9048 | 51756.0154 | 77472.0299 | 78803.8151 | 80612.2201 | 61485.458 | 53334.0006 | 44903.024 | 44210.7987 | 41677.4328 | 54236.818 | 68667.8984 | 71345.6023 | 93521.5779 | 62810.8466 | 55562.7884 | 34170.7313 | 32291.2151
Total | Nuclear:Nuclear | DEF | DEF | 2038: -118010.2168; 2039: -199543.8809; 2040: -326181.5742; 2041: -407225.1016
Total | Renewable:Biomass | DEF | DEF | 22144.5022 | 22180.3472 | 28673.8526 | 18100.3508 | 17770.7178 | 19016.4466 | 20305.2753 | 19025.9812 | 16732.6891 | 16375.8736 | 17662.1238 | 17018.6587 | 16927.4397 | 18063.0069 | 19202.3022 | 18926.1082 | 20376.9313 | 20249.1392 | 19661.5721
Total | Renewable:Solar PV | DEF | DEF | -39869.1262 | -68703.5587 | -96610.7939 | -111560.7543 | -153971.1878 | -179824.4339 | -217259.6422 | -257486.0005 | -314630.1621 | -373649.8905 | -379294.6716 | -452178.4891 | -515340.028 | -501224.1087 | -460707.2663 | -436207.8397 | -407693.3499 | -362391.6082 | -300297.3565
Total | Storage:Battery | DEF | DEF

## Total Cost
Total Cost ($000)
Base Case
Resource | Type | BA | Area | 2023 | 2024 | 2025 | 2026 | 2027 | 2028 | 2029 | 2030 | 2031 | 2032 | 2033 | 2034 | 2035 | 2036 | 2037 | 2038 | 2039 | 2040 | 2041
AC | Demand:Demand Response | DEF | DEF | 0 | 0 | 0 | 0 | 0 | 0 | 0 | 0 | 0 | 0 | 0 | 0 | 0 | 0 | 0 | 0 | 0 | 0 | 0
Anclote 1 | Gas/Oil:Steam Turbine | DEF | DEF | 66778.874 | 65926.9735 | 27699.136 | 46860.6882 | 44712.0954 | 44097.8562 | 35513.9054 | 31959.7848 | 20354.334 | 23744.9191 | 22418.7541 | 30813.8652 | 36548.009 | 36370.8006 | 52463.9048 | 39963.7899 | 42701.4054 | 24354.7249 | 20914.3328
Anclote 2 | Gas/Oil:Steam Turbine | DEF | DEF | 55265.0363 | 44930.9313 | 24056.8794 | 31770.9692 | 30899.3629 | 40023.9226 | 30341.3815 | 21273.5724 | 23644.8197 | 19829.9638 | 18951.4095 | 21935.4171 | 30722.2061 | 33025.5511 | 39822.1764 | 22578.6122 | 9194.1357 | 9190.7101 | 8646.3751
As Avail | Gas/Oil:Combined Cycle | DEF | DEF | 99.1064 | 92.2254 | 75.9076 | 75.3116 | 79.6151 | 87.415 | 108.5114 | 87.8915 | 76.166 | 70.9674 | 73.9873 | 78.2959 | 76.1649 | 89.8043 | 83.4203 | 89.7981 | 85.6044 | 82.6489 | 99.3068
As Avail PCS | Renewable:Biomass | DEF | DEF | 6706.2639 | 5788.811 | 5220.4612 | 5017.7769 | 5654.9578 | 6205.6379 | 6151.5483 | 5623.3768 | 5183.9875 | 4778.5166 | 4775.6229 | 5205.4591 | 4815.8347 | 5533.3629 | 5696.8088 | 6303.2166 | 5872.101 | 6315.4824 | 6285.2151
Bartow CC 1 0 | Gas/Oil:Combined Cycle | DEF | DEF | 312039.3447 | 248644.1382 | 257185.4629 | 250819.1836 | 237234.3623 | 246585.9316 | 264096.8477 | 258129.1318 | 263903.543 | 269605.2334 | 268613.083 | 290170.2803 | 300538.7754 | 314050.4336 | 296220.4473 | 331601.1348 | 346014.4434 | 359321.8984 | 353067.7129
Bartow CC 1 PAG | Gas/Oil:Combined Cycle | DEF | DEF | 9826.6046 | 7982.7411 | 5689.9232 | 6039.5853 | 5457.0759 | 5695.3561 | 5498.3282 | 3943.2539 | 3120.9717 | 3213.2776 | 2923.9142 | 4909.41 | 6082.7626 | 5994.6396 | 6869.9188 | 6274.1393 | 7145.7139 | 6265.4615 | 6375.9531
BARTOW_P 1 | Gas/Oil:Combustion Turbine | DEF | DEF | 2023: 0; 2024: 0; 2025: 0; 2026: 30.8768; 2027: 0
BARTOW_P 2 | Gas/Oil:Combustion Turbine | DEF | DEF | 104.6825 | 181.1609 | 167.4978 | 151.9121 | 75.3942 | 203.6474 | 339.228 | 387.0722 | 156.8393 | 184.4859 | 197.8876 | 146.9789
BARTOW_P 3 | Gas/Oil:Combustion Turbine | DEF | DEF | 2023: 0; 2024: 0; 2025: 0; 2026: 34.3583; 2027: 0
BARTOW_P 4 | Gas/Oil:Combustion Turbine | DEF | DEF | 246.639 | 241.7688 | 408.8601 | 425.5765 | 237.9711 | 320.106 | 540.2481 | 438.7841 | 437.8661 | 370.2301 | 328.3425 | 195.1411
Battery 4 Hours | Storage:Battery | DEF | DEF | [7 empty] | 1379.0128 | 3634.5571 | 8683.0696 | 23943.5893 | 49495.8701 | 75714.2222 | 86418.2285 | 87231.8262 | 88065.7734 | 101888.1445 | 112245.9141 | 113368.5
BAYBORO_P 1 | Gas/Oil:Combustion Turbine | DEF | DEF | 2023: 0; 2024: 43.8361; 2025: 0
BAYBORO_P 2 | Gas/Oil:Combustion Turbine | DEF | DEF | 2023: 8.9735; 2024: 8.3915; 2025: 9.3926
BAYBORO_P 3 | Gas/Oil:Combustion Turbine | DEF | DEF | 2023: 0; 2024: 0; 2025: 0
BAYBORO_P 4 | Gas/Oil:Combustion Turbine | DEF | DEF | 2023: 0; 2024: 9.6949; 2025: 0
Citrus CC 1 | Gas/Oil:Combined Cycle | DEF | DEF | 265123.8545 | 227291.6416 | 201348.2432 | 217050.6143 | 212347.4282 | 194086.0752 | 208621.6201 | 199954.4219 | 187161.9619 | 199062.9076 | 201532.9722 | 207709.0835 | 205473.1958 | 214449.3828 | 205436.5256 | 224208.1924 | 228416.0977 | 222551.9438 | 238012.8271
Citrus CC 1 Duct | Gas/Oil:Combined Cycle | DEF | DEF | 11218.4971 | 9543.6611 | 6196.8287 | 6818.5836 | 6177.1973 | 6134.6564 | 5890.7003 | 4297.8842 | 3289.1772 | 3576.4577 | 3683.2258 | 5263.6259 | 6597.3616 | 7013.2007 | 8100.2229 | 6888.4304 | 8088.0305 | 7073.3534 | 7833.3648
Citrus CC 2 | Gas/Oil:Combined Cycle | DEF | DEF | 267536.8516 | 227444.5645 | 213959.4482 | 199410.1836 | 218910.8306 | 194587.4546 | 211741.4678 | 205002.6899 | 183777.5566 | 200348.0503 | 202838.7578 | 209532.5659 | 209392.0734 | 214350.2192 | 207838.0356 | 221938.1768 | 232434.9067 | 208693.5879 | 247147.772
Citrus CC 2 Duct | Gas/Oil:Combined Cycle | DEF | DEF | 10571.2042 | 9773.2604 | 6637.6658 | 5305.3226 | 5868.7167 | 5830.6441 | 5945.1813 | 3925.8176 | 3114.4893 | 3113.5958 | 3329.0288 | 4989.8818 | 6033.7486 | 6762.8951 | 7000.1922 | 6366.4133 | 7449.86 | 6802.661 | 7259.3466
Crystal 4 | Coal:Conventional | DEF | DEF | 67678.0938 | 58818.2292 | 55711.9694 | 48437.0308 | 60158.1824 | 80499.0869 | 70859.3713 | 75310.6816 | 108789.9108 | 81168.9536 | 92096.1305 | 40425.8974
Crystal 5 | Coal:Conventional | DEF | DEF | 44199.1707 | 59388.1889 | 54000.4746 | 48344.2063 | 49854.1254 | 70334.732 | 56072.2432 | 73634.7173 | 83413.301 | 96198.0259 | 84384.7239 | 32655.9546
DEBARY 10 | Gas/Oil:Combustion Turbine | DEF | DEF | 0 | 0 | 31.8829 | 37.2059 | 0 | 98.2224 | 598.3456 | 284.2315 | 0 | 29.9317 | 135.1248 | 103.0313 | 271.9862 | 0
DEBARY 2 | Gas/Oil:Combustion Turbine | DEF | DEF | 2023: 0; 2024: 49.3719; 2025: 0; 2026: 0; 2027: 0
DEBARY 3 | Gas/Oil:Combustion Turbine | DEF | DEF | 2023: 0; 2024: 0; 2025: 36.9449; 2026: 82.7141; 2027: 17.1693
DEBARY 4 | Gas/Oil:Combustion Turbine | DEF | DEF | 2023: 0; 2024: 25.085; 2025: 46.0047; 2026: 95.9942; 2027: 27.0711
DEBARY 5 | Gas/Oil:Combustion Turbine | DEF | DEF | 2023: 0; 2024: 29.6539; 2025: 0; 2026: 0; 2027: 40.3211
DEBARY 6 | Gas/Oil:Combustion Turbine | DEF | DEF | 2023: 51.3857; 2024: 57.4933; 2025: 9.5047; 2026: 63.4332; 2027: 38.5224
DEBARY 7 | Gas/Oil:Combustion Turbine | DEF | DEF | 1332.992 | 1097.2388 | 1547.4689 | 1280.1387 | 1186.6369 | 1362.1654 | 1641.6084 | 1438.7699 | 1080.8036 | 879.4269 | 827.5168 | 1085.5775 | 912.5748 | 264.4141
DEBARY 8 | Gas/Oil:Combustion Turbine | DEF | DEF | 1760.6762 | 1866.8881 | 1776.0861 | 1456.6746 | 1028.0122 | 1554.9039 | 1531.4162 | 1523.9812 | 1198.407 | 1235.7448 | 1023.4147 | 1391.9742 | 1069.2802 | 495.3197
DEBARY 9 | Gas/Oil:Combustion Turbine | DEF | DEF | 2154.3198 | 2034.8415 | 1697.0023 | 1380.4157 | 1282.8319 | 1605.493 | 1519.6662 | 1580.4779 | 1174.1711 | 1177.8076 | 1108.7092 | 1443.5717 | 1569.5646 | 229.8734
DEF Nuclear GE X300 PTC | Nuclear:Nuclear | DEF | DEF | 2038: -34537.877; 2039: -53186.4941; 2040: -88324.5664; 2041: -99044.7871
Gen 190MW CT | Gas/Oil:Combustion Turbine | DEF | DEF | 2034: 17521.6072; 2035: 33110.7248; 2036: 50350.4714; 2037: 53608.6016; 2038: 46635.7553; 2039: 70023.6142; 2040: 73208.2096; 2041: 63954.8877
Gen 190MW CT Ave | Gas/Oil:Combustion Turbine | DEF | DEF | 2039: 15492.1155; 2040: 21907.4853; 2041: 20525.1633
HEAT | Demand:Demand Response | DEF | DEF | 0 | 0 | 0 | 0 | 0 | 0 | 0 | 0 | 0 | 0 | 0 | 0 | 0 | 0 | 0 | 0 | 0 | 0 | 0
Hines CC 1 | Gas/Oil:Combined Cycle | DEF | DEF | 137217.5273 | 120339.2939 | 115541.7607 | 86731.1213 | 93059.0046 | 84001.9368 | 88565.8599 | 66639.6243 | 41715.3331 | 34444.783 | 46826.0462 | 56057.4888 | 75299.9692 | 71194.3159 | 101183.3311 | 71160.577 | 18647.7039
Hines CC 2 | Gas/Oil:Combined Cycle | DEF | DEF | 143545.8354 | 124824.6646 | 120253.9563 | 128262.1655 | 120998.9775 | 124382.5713 | 105810.5332 | 110669.842 | 94151.6731 | 87674.1067 | 80274.3328 | 91958.7404 | 106452.7592 | 102793.7324 | 121496.1663 | 109668.9263 | 98843.2212 | 109245.1288 | 100153.7615
Hines CC 3 | Gas/Oil:Combined Cycle | DEF | DEF | 152495.151 | 125392.0303 | 115889.0356 | 115801.2031 | 136018.6426 | 130494.856 | 131839.3979 | 109865.749 | 125557.7705 | 108660.2134 | 124274.1982 | 114766.5792 | 131346.4062 | 126248.6528 | 152633.752 | 125435.6703 | 132456.2817 | 124824.7087 | 132677.7969
Hines CC 4 | Gas/Oil:Combined Cycle | DEF | DEF | 137244.9682 | 126133.2515 | 91919.8931 | 103824.9683 | 95619.7634 | 121333.8662 | 111571.9529 | 113811.9961 | 92913.5084 | 110374.0903 | 107622.6982 | 112487.1426 | 105710.77 | 124822.7256 | 123503.8293 | 127745.6431 | 125737.9131 | 130493.6313 | 118194.8008
INT CITY 1 | Gas/Oil:Combustion Turbine | DEF | DEF | 0 | 21.6387 | 10.5778 | 24.9419 | 11.2173 | 89.6034 | 355.1756 | 123.1167 | 48.0065 | 23.4973 | 113.5137 | 22.5069
INT CITY 10 | Gas/Oil:Combustion Turbine | DEF | DEF | 560.3595 | 909.2252 | 803.7384 | 442.299 | 557.8463 | 654.9617 | 948.5487 | 845.3149 | 551.8849 | 400.3273 | 584.3725 | 714.3197 | 878.2176 | 1318.477 | 2402.5447 | 471.1963
INT CITY 11 | Gas/Oil:Combustion Turbine | DEF | DEF | 71.615 | 127.2768 | 239.0492 | 303.2574 | 0 | 347.3614 | 1169.5881 | 642.1474 | 210.3597 | 193.8907 | 430.0608 | 148.4503 | 689.9463 | 600.5161 | 1484.7382 | 1315.0636 | 169.8205 | 113.2754 | 54.9662
INT CITY 12 | Gas/Oil:Combustion Turbine | DEF | DEF | 556.21 | 516.7483 | 561.927 | 343.398 | 324.2046 | 453.281 | 731.7213 | 599.9922 | 379.8141 | 161.8727 | 355.9345 | 620.6732 | 694.9448 | 1348.9941 | 2072.2566 | 1754.8378 | 191.1103 | 397.4165 | 377.2478
INT CITY 13 | Gas/Oil:Combustion Turbine | DEF | DEF | 945.5064 | 879.391 | 798.5206 | 630.024 | 658.7756 | 868.1006 | 988.9649 | 743.5434 | 380.1161 | 498.4971 | 495.1364 | 710.1589 | 986.4705 | 1718.4203 | 2543.1203 | 2317.3839 | 613.5016 | 528.6931 | 678.9618
INT CITY 14 | Gas/Oil:Combustion Turbine | DEF | DEF | 1214.3226 | 1048.1916 | 1091.8855 | 988.9767 | 670.6065 | 929.0511 | 961.1016 | 765.5324 | 436.28 | 428.252 | 534.5727 | 1077.3982 | 1036.6171 | 1840.3534 | 3270.9068 | 2728.9974 | 837.2389 | 1097.7165 | 1200.8607
INT CITY 2 | Gas/Oil:Combustion Turbine | DEF | DEF | 0 | 0 | 0 | 0 | 0 | 41.6961 | 119.7596 | 157.5292 | 21.4252 | 8.7804 | 66.6779 | 0
INT CITY 3 | Gas/Oil:Combustion Turbine | DEF | DEF | 0 | 21.4735 | 10.1077 | 45.9154 | 0 | 86.379 | 274.7684 | 173.3944 | 47.3183 | 37.1991 | 93.8717 | 17.9774
INT CITY 4 | Gas/Oil:Combustion Turbine | DEF | DEF | 0 | 22.0572 | 31.1592 | 47.7036 | 11.1625 | 107.5169 | 389.6539 | 220.7797 | 71.5123 | 39.3344 | 104.5028 | 28.9206
INT CITY 5 | Gas/Oil:Combustion Turbine | DEF | DEF | 0 | 0 | 0 | 30.5287 | 0 | 40.3851 | 251.209 | 155.3635 | 37.3435 | 9.9314 | 74.1284 | 0
INT CITY 6 | Gas/Oil:Combustion Turbine | DEF | DEF | 0 | 62.1191 | 20.1411 | 76.8899 | 10.7572 | 36.4115 | 431.5265 | 231.306 | 63.2653 | 39.1404 | 122.7392 | 51.0949
INT CITY 7 | Gas/Oil:Combustion Turbine | DEF | DEF | 2188.3124 | 2324.7958 | 2051.5294 | 1636.2095 | 1549.505 | 1455.7083 | 1531.4845 | 1574.6228 | 1265.5013 | 1082.5334 | 1095.5837 | 1816.561 | 1979.3866 | 2393.9671 | 3254.7641 | 1233.0157
INT CITY 8 | Gas/Oil:Combustion Turbine | DEF | DEF | 1414.9421 | 1641.2062 | 1560.1552 | 1156.1242 | 1286.7713 | 1099.1272 | 1350.8819 | 1265.2073 | 1008.5358 | 841.2285 | 705.7147 | 1541.0621 | 1510.6663 | 1833.5995 | 2823.3863 | 856.8622
INT CITY 9 | Gas/Oil:Combustion Turbine | DEF | DEF | 1188.233 | 1783.8687 | 1487.1223 | 1121.6944 | 1004.6506 | 1204.0202 | 1562.5472 | 1225.7195 | 961.0119 | 709.6791 | 817.4608 | 1672.7557 | 1538.5603 | 1696.7748 | 2539.676 | 797.7014
INTER | Demand:Demand Response | DEF | DEF | 0 | 0 | 0 | 0 | 0 | 0 | 0 | 0 | 0 | 0 | 0 | 0 | 0 | 0 | 0 | 0 | 0 | 0 | 0
Mulberry | Gas/Oil:Combined Cycle | DEF | DEF | 2023: 149783.5234; 2024: 67188.5723
NSG Vand CT 1 | Gas/Oil:Combustion Turbine | DEF | DEF | 2023: 20142.961; 2024: 19054.5017; 2025: 15371.7018; 2026: 12629.7927; 2027: 4243.0722
NSG Vand CT 2 | Gas/Oil:Combustion Turbine | DEF | DEF | 2023: 19748.5606; 2024: 20060.5938; 2025: 15913.7778; 2026: 12831.8475; 2027: 4221.2103
NSG Vand CT 3 | Gas/Oil:Combustion Turbine | DEF | DEF | 2023: 22064.3425; 2024: 20428.5325; 2025: 16049.9562; 2026: 14801.0229; 2027: 4552.961
NSG Vand CT 4 | Gas/Oil:Combustion Turbine | DEF | DEF | 2023: 23340.5424; 2024: 22781.6305; 2025: 18070.6714; 2026: 16354.4403; 2027: 4342.9514
Orange Cogen | Gas/Oil:Combined Cycle | DEF | DEF | 2023: 125718.3257; 2024: 113084.5908; 2025: 118162.9946
Orlando Cogen | Gas/Oil:Combined Cycle | DEF | DEF | 2023: 180080.832
Osprey 1 0 | Gas/Oil:Combined Cycle | DEF | DEF | 2023: 74295.7229; 2024: 61856.5225
Osprey 1 1 | Gas/Oil:Combined Cycle | DEF | DEF | 2023: 34408.2029; 2024: 34922.8084
Osprey 1 2 | Gas/Oil:Combined Cycle | DEF | DEF | 2023: 2495.184; 2024: 2380.4049
OspreyAcq | Gas/Oil:Combined Cycle | DEF | DEF |  | 27359.9004 | 156412.7217 | 147246.7197 | 141828.8594 | 154019.9585 | 138150.9635 | 131873.978 | 128472.1021 | 123373.146 | 128257.2388 | 123676.4551 | 126284.2843 | 128102.7817 | 149848.8726 | 129428.489 | 144619.1289 | 138088.2964 | 126957.1772
OspreyAcqDF | Gas/Oil:Combined Cycle | DEF | DEF |  | 160.7838 | 3766.5694 | 4174.8248 | 3310.0199 | 3649.0514 | 3487.1393 | 3283.7923 | 2241.0488 | 2144.9779 | 2208.3972 | 3351.9494 | 4024.2587 | 4355.386 | 5071.9212 | 4144.3905 | 4967.8097 | 4625.157 | 4610.4434
Pasco County | Renewable:Biomass | DEF | DEF | 36056.9646 | 38226.0868 | 7388.4539 | 3782.0715 | 3719.7835 | 4079.602 | 4556.159 | 4164.8935 | 3303.2534 | 3384.5942 | 3588.6595 | 3436.0768 | 3444.516 | 3517.4791 | 4477.2575 | 4024.2621 | 4041.242 | 3978.8687 | 4093.086
Pinellas County | Renewable:Biomass | DEF | DEF | 84380.4822 | 89696.2736 | 16064.9375 | 9232.8391 | 8086.0964 | 8656.7977 | 10501.63 | 10124.8824 | 8149.935 | 8062.4114 | 9311.7638 | 8830.8844 | 8712.8479 | 8619.3253 | 9119.8778 | 9384.3365 | 9788.005 | 9606.9007 | 9849.0781
Shady Hills 1 | Gas/Oil:Combustion Turbine | DEF | DEF | 2023: 12198.3536; 2024: 2537.1567
Shady Hills 2 | Gas/Oil:Combustion Turbine | DEF | DEF | 2023: 11797.9484; 2024: 2560.2215
Shady Hills 3 | Gas/Oil:Combustion Turbine | DEF | DEF | 2023: 12738.1125; 2024: 2371.3474
Solar 3rdParty Block 1 | Renewable:Solar PV | DEF | DEF |  | 3560.5139 | 5138.6851 | 9007.478 | 11035.3946 | 15604.2147 | 18171.3176 | 19270.3709 | 18477.1346 | 16509.7102 | 16769.9666 | 15184.8096 | 15000.041 | 16144.2958 | 17087.6012 | 16052.7628 | 16077.4081 | 16523.2583 | 15824.02
Solar 3rdParty Block 2 | Renewable:Solar PV | DEF | DEF | 2032: 2999.6906; 2033: 4521.2966; 2034: 7181.2366; 2035: 8128.9897; 2036: 11984.9776; 2037: 13960.5219; 2038: 16225.0126; 2039: 17602.1169; 2040: 18090.2674; 2041: 17324.7095
Solar 3rdParty Block 3 | Renewable:Solar PV | DEF | DEF | 2040: 3357.6015; 2041: 4440.8216
Solar DEF Bay Ranch | Renewable:Solar PV | DEF | DEF | -3797.3937 | -6162.3335 | -6098.1013 | -6049.3757 | -6737.7989 | -6650.494 | -7189.9329 | -7132.145 | -7062.4758 | -7634.5193 | -1890.8229 | 862 | 883 | 946 | 929 | 946 | 968 | 991 | 1015
Solar DEF Bay Trail | Renewable:Solar PV | DEF | DEF | -5608.1824 | -6142.9245 | -6077.8497 | -6024.1995 | -6664.0227 | -6627.7101 | -7165.9387 | -7108.2407 | -7039.3448 | -6548.4411 | 850 | 869 | 932 | 916 | 932 | 954 | 976 | 1000 | 1028
Solar DEF Charlie Creek | Renewable:Solar PV | DEF | DEF | -5386.1925 | -5896.0744 | -5838.6499 | -5790.7008 | -6398.7918 | -6367.3296 | -6882.5685 | -6830.8758 | -6751.664 | -5057.5378 | 712 | 727 | 783.9999 | 761 | 771.9999 | 788 | 804 | 820 | 842
Solar DEF Columbia | Renewable:Solar PV | DEF | DEF | 827.7773 | 847.5345 | 938.6952 | 950.0155 | 973.1956 | 1008.71 | 1021.106 | 1045.8799 | 1083.54 | 1097.208 | 1176.9 | 1163.923 | 1179.1391 | 1207.907 | 1250.781 | 1267.845 | 1299.084 | 1345.068 | 1364.265
Solar DEF County Line | Renewable:Solar PV | DEF | DEF |  |  | -5560.7465 | -6111.9113 | -7060.7831 | -7020.0896 | -7142.6368 | -7084.8657 | -7271.5811 | -7363.4707 | -7295.9343 | -7485.4915 | 315.8531 | 896.75 | 960.25 | 944.25 | 961.5 | 984.25 | 1007.5
Solar DEF Debary | Renewable:Solar PV | DEF | DEF | 930.7841 | 955.6468 | 981.8351 | 1003.2979 | 1026.5169 | 1054.158 | 1081.1591 | 1103.454 | 1131.646 | 1156.577 | 1221.3919 | 1231.172 | 1242.8179 | 1270.266 | 1304.14 | 1333.279 | 1368.125 | 1402.172 | 1432.606
Solar DEF Duette | Renewable:Solar PV | DEF | DEF | 634 | 649 | 664 | 685 | 752 | 770.0001 | 788 | 807 | 831 | 845 | 865 | 886 | 949 | 933 | 950 | 972 | 995 | 1019 | 1048
Solar DEF Falmouth | Renewable:Solar PV | DEF | DEF |  | -5200.5575 | -6111.3294 | -6080.3378 | -6776.3824 | -6736.5168 | -7228.7009 | -7170.4979 | -7074.9009 | -7679.85 | -7592.7699 | -255.4534 | 876 | 896.75 | 960.25 | 944.25 | 961.5 | 984.25 | 1007.5
Solar DEF Fort Green | Renewable:Solar PV | DEF | DEF | -5597.3645 | -6131.183 | -6066.1663 | -6012.5747 | -6651.1696 | -6614.9213 | -7152.1563 | -7094.5242 | -7013.7789 | -3623.8048 | 850 | 869 | 932 | 916 | 932 | 954 | 976 | 1000 | 1028
Solar DEF Hamilton | Renewable:Solar PV | DEF | DEF | 1178.745 | 1266.339 | 1294.407 | 1323.06 | 1352.314 | 1382.1889 | 1412.711 | 1443.909 | 1475.814 | 1561.535 | 1541.8841 | 1576.1199 | 1611.2049 | 1647.1771 | 1684.069 | 1721.9182 | 1760.755 | 1800.6141 | 1841.5259
Solar DEF Hardeetown | Renewable:Solar PV | DEF | DEF | -3797.3937 | -6162.3335 | -6098.1013 | -6049.3757 | -6737.7989 | -6650.494 | -7189.9329 | -7132.145 | -7070.4751 | -7634.5193 | -1890.8229 | 862 | 883 | 946 | 929 | 946 | 968 | 991 | 1015
Solar DEF High Spring | Renewable:Solar PV | DEF | DEF | -2643.806 | -6169.1912 | -6104.926 | -6056.1661 | -6745.306 | -6657.9629 | -7197.9846 | -7140.1562 | -7075.5425 | -7643.0598 | -3590.5595 | 862 | 883 | 946 | 929 | 946 | 968 | 991 | 1015
Solar DEF Hildreth | Renewable:Solar PV | DEF | DEF | -3797.3937 | -6162.3335 | -6098.1013 | -6049.3757 | -6737.7989 | -6650.494 | -7189.9329 | -7132.145 | -7059.6806 | -7634.5193 | -1890.8229 | 862 | 883 | 946 | 929 | 946 | 968 | 991 | 1015
Solar DEF Lake Placid | Renewable:Solar PV | DEF | DEF | 610 | 629 | 677 | 693 | 710 | 726 | 748 | 761 | 779.0001 | 797 | 856 | 840 | 854 | 874 | 895 | 916 | 942 | 960 | 982
Solar DEF Mule Creek | Renewable:Solar PV | DEF | DEF |  | -5463.0363 | -6109.0421 | -6078.0618 | -6773.8665 | -6733.9235 | -7226.0025 | -7167.8123 | -7079.6007 | -7676.8853 | -7589.921 | 311.4127 | 876 | 896.75 | 960.25 | 944.25 | 961.5 | 984.25 | 1007.5
Solar DEF NEW 1 | Renewable:Solar PV | DEF | DEF | 2035: 5368.0177; 2036: 5474.7067; 2037: 5583.5171; 2038: 5694.4889; 2039: 5807.6675; 2040: 5923.0942; 2041: 6040.816
Solar DEF NEW 1 PTC | Renewable:Solar PV | DEF | DEF | 2025: -8232.7036; 2026: -8515.6048; 2027: -10279.2783; 2028: -10149.1316; 2029: -10421.6396; 2030: -10250.8715; 2031: -10548.6099; 2032: -10747.5277; 2033: -10494.7173; 2034: -10760.9348
Solar DEF NEW 2 | Renewable:Solar PV | DEF | DEF | 2035: 4473.3481; 2036: 10981.5098; 2037: 11199.7685; 2038: 11422.3628; 2039: 11649.3826; 2040: 11880.9133; 2041: 12117.0474
Solar DEF NEW 2 PTC | Renewable:Solar PV | DEF | DEF | 2025: -5764.7707; 2026: -17086.8057; 2027: -20625.2972; 2028: -20364.3518; 2029: -20910.9869; 2030: -20568.4276; 2031: -21165.8138; 2032: -21383.4149; 2033: -21058.0021; 2034: -21761.1052; 2035: -14472.7287
Solar DEF NEW 3 | Renewable:Solar PV | DEF | DEF | 2037: 939.9623; 2038: 12520.1796; 2039: 24372.7042; 2040: 34220.2976; 2041: 47610.3267
Solar DEF NEW 3 PTC | Renewable:Solar PV | DEF | DEF |  |  |  |  | -923.9299 | -21505.9138 | -43119.7578 | -58402.5605 | -82080.9338 | -112293.8071 | -141821.7856 | -145566.2764 | -149627.458 | -154193.394 | -150085.0371 | -130069.438 | -109086.3313 | -92893.8076 | -66313.0845
Solar DEF NEW 4 | Renewable:Solar PV | DEF | DEF | 2036: 917.0363; 2037: 11274.8483; 2038: 11498.9346; 2039: 11727.4764; 2040: 11960.559; 2041: 12198.2759
Solar DEF NEW 4 PTC | Renewable:Solar PV | DEF | DEF | 2026: -723.9251; 2027: -20761.0784; 2028: -20498.2785; 2029: -21048.6192; 2030: -20703.0984; 2031: -21305.1141; 2032: -21574.8779; 2033: -21224.6581; 2034: -21812.2073; 2035: -22550.7033; 2036: -22256.6128
Solar DEF NEW 6 PTC | Renewable:Solar PV | DEF | DEF | 2033: -2894.2986; 2034: -70599.5742; 2035: -134739.0835; 2036: -138964.4434; 2037: -136141.9497; 2038: -139258.1455; 2039: -142298.1108; 2040: -145779.3223; 2041: -142759.334
Solar DEF Osc Perry Suw | Renewable:Solar PV | DEF | DEF | 0 | 0 | 0 | 0 | 0 | 0 | 0 | 0 | 0 | 0 | 0 | 0 | 0 | 0 | 0 | 0 | 0 | 0 | 0
Solar DEF Sandy Creek | Renewable:Solar PV | DEF | DEF | -5267.8996 | -5775.0722 | -5711.6922 | -5660.7883 | -6306.9388 | -6266.5258 | -6771.0014 | -6709.3607 | -6630.6761 | -2681.3761 | 857 | 883 | 938 | 953 | 964 | 988 | 1014 | 1040 | 1069
Solar DEF Santa Fe | Renewable:Solar PV | DEF | DEF | 1073 | 1095 | 1125 | 1209 | 1234 | 1263 | 1297 | 1328 | 1354 | 1390 | 1419 | 1503 | 1496 | 1521 | 1557 | 1598.0001 | 1632 | 1676.0001 | 1715.0001
Solar DEF St Pete Pier | Renewable:Solar PV | DEF | DEF | 0 | 0 | 0 | 0 | 0 | 0 | 0 | 0 | 0 | 0 | 0 | 0 | 0 | 0 | 0 | 0 | 0 | 0 | 0
Solar DEF Trenton | Renewable:Solar PV | DEF | DEF | 1075 | 1105 | 1189 | 1213 | 1242 | 1275 | 1306 | 1332 | 1367 | 1395 | 1479 | 1471 | 1497 | 1532 | 1572.9999 | 1605.9999 | 1649.0001 | 1688.0001 | 1722.9999
Solar DEF Twin Rivers | Renewable:Solar PV | DEF | DEF | 982.72 | 1002.087 | 1030.694 | 1110.978 | 1133.805 | 1160.994 | 1192.715 | 1222.165 | 1246.192 | 1279.986 | 1306.274 | 1388.346 | 1378.545 | 1401.9641 | 1435.488 | 1474.323 | 1505.19 | 1546.439 | 1583.282
Solar DEF Winquepin | Renewable:Solar PV | DEF | DEF |  | -5463.0363 | -6109.0421 | -6078.0618 | -6773.8665 | -6733.9235 | -7226.0025 | -7167.8123 | -7098.7156 | -7676.8853 | -7589.921 | 311.4127 | 876 | 896.75 | 960.25 | 944.25 | 961.5 | 984.25 | 1007.5
Solar+Storage DEF NEW 1 | Renewable:Solar PV | DEF | DEF | 2039: 874.5881; 2040: 11649.405; 2041: 22907.3053
Solar+Storage DEF NEW 1 PTC + ITC | Renewable:Solar PV | DEF | DEF | [6 empty] | -330.3156 | -10386.4111 | -21615.9158 | -32395.396 | -31193.7292 | -32318.343 | -33342.3806 | -34813.9832 | -33755.1079 | -34555.8545 | -34948.3564 | -23819.9329 | -11388.8307
Standby | Demand:Demand Response | DEF | DEF | 0 | 0 | 0 | 0 | 0 | 0 | 0 | 0 | 0 | 0 | 0 | 0 | 0 | 0 | 0 | 0 | 0 | 0 | 0
SUWANNEE_P 1 | Gas/Oil:Combustion Turbine | DEF | DEF | 796.8413 | 1142.9039 | 965.2877 | 953.5663 | 839.0338 | 906.6462 | 1016.3208 | 1105.8753 | 947.3206 | 805.6091 | 892.1799 | 458.7092
SUWANNEE_P 2 | Gas/Oil:Combustion Turbine | DEF | DEF | 725.2719 | 791.6918 | 649.8663 | 932.4514 | 666.9088 | 955.4363 | 966.6835 | 1001.7218 | 784.4426 | 804.9342 | 810.8492 | 371.1117
SUWANNEE_P 3 | Gas/Oil:Combustion Turbine | DEF | DEF | 1326.9464 | 1436.7199 | 1285.095 | 1341.0738 | 1184.5496 | 1353.1712 | 1166.521 | 1344.4089 | 1049.7802 | 1050.543 | 1096.9468 | 499.7346
Tigerbay 1 | Gas/Oil:Combined Cycle | DEF | DEF | 58882.5897 | 45531.7472 | 40062.9869 | 46861.4219 | 43198.1865 | 46420.4921 | 36267.8774 | 34132.9859 | 25646.7413 | 25824.0453 | 18738.8688 | 28965.4795 | 3507.6998
U OF FL 1 | Gas/Oil:Combustion Turbine | DEF | DEF | 2023: 21395.2513; 2024: 17978.1262; 2025: 17020.7316; 2026: 16722.8874; 2027: 14142.4644
Voltage Red | Demand:Demand Response | DEF | DEF | 0 | 0 | 0 | 0 | 0 | 0 | 0 | 0 | 0 | 0 | 0 | 0 | 0 | 0 | 0 | 0 | 0 | 0 | 0
WaterHtr_PP | Demand:Demand Response | DEF | DEF | 0 | 0 | 0 | 0 | 0 | 0 | 0 | 0 | 0 | 0 | 0 | 0 | 0 | 0 | 0 | 0 | 0 | 0 | 0
Total |  |  |  | 2565138.9129 | 2015251.1852 | 1670027.4505 | 1519148.7008 | 1453910.9805 | 1458997.5007 | 1397603.4875 | 1310050.7008 | 1210728.65 | 1180130.998 | 1229089.5918 | 1207640.7659 | 1191534.4082 | 1274382.5052 | 1419969.0835 | 1350507.5768 | 1386950.355 | 1366999.9353 | 1435042.9031
Group Totals
Resource | Type | BA | Area | 2023 | 2024 | 2025 | 2026 | 2027 | 2028 | 2029 | 2030 | 2031 | 2032 | 2033 | 2034 | 2035 | 2036 | 2037 | 2038 | 2039 | 2040 | 2041
Total | Coal:Conventional | DEF | DEF | 111877.2645 | 118206.4181 | 109712.444 | 96781.2371 | 110012.3077 | 150833.8188 | 126931.6145 | 148945.3989 | 192203.2118 | 177366.9795 | 176480.8544 | 73081.852
Total | Demand:Demand Response | DEF | DEF | 0 | 0 | 0 | 0 | 0 | 0 | 0 | 0 | 0 | 0 | 0 | 0 | 0 | 0 | 0 | 0 | 0 | 0 | 0
Total | Gas/Oil:Combined Cycle | DEF | DEF | 2072583.3255 | 1579946.8029 | 1453103.3979 | 1318421.2093 | 1320108.68 | 1317310.265 | 1317596.3809 | 1245619.0585 | 1155142.043 | 1171485.8524 | 1191196.7493 | 1253916.9782 | 1286820.2298 | 1320228.1698 | 1385286.6351 | 1364949.9811 | 1354906.715 | 1318068.4773 | 1342390.2631
Total | Gas/Oil:Combustion Turbine | DEF | DEF | 160074.3018 | 126146.8427 | 99723.6464 | 88454.345 | 44212.5785 | 15773.3955 | 20386.969 | 17828.8921 | 12312.0055 | 11012.8771 | 12015.2411 | 31639.3161 | 46248.9402 | 64091.1809 | 73999.9944 | 58110.8135 | 87327.401 | 97252.7964 | 86792.0876
Total | Gas/Oil:Steam Turbine | DEF | DEF | 122043.9102 | 110857.9048 | 51756.0154 | 78631.6574 | 75611.4583 | 84121.7788 | 65855.287 | 53233.3571 | 43999.1537 | 43574.8829 | 41370.1636 | 52749.2823 | 67270.215 | 69396.3517 | 92286.0812 | 62542.4021 | 51895.5411 | 33545.4349 | 29560.7079
Total | Nuclear:Nuclear | DEF | DEF | 2038: -34537.877; 2039: -53186.4941; 2040: -88324.5664; 2041: -99044.7871
Total | Renewable:Biomass | DEF | DEF | 127143.7106 | 133711.1714 | 28673.8526 | 18032.6874 | 17460.8377 | 18942.0377 | 21209.3373 | 19913.1526 | 16637.1758 | 16225.5222 | 17676.0462 | 17472.4203 | 16973.1986 | 17670.1673 | 19293.9442 | 19711.8152 | 19701.3481 | 19901.2518 | 20227.3792
Total | Renewable:Solar PV | DEF | DEF | -28583.5997 | -53617.9548 | -72941.9057 | -81172.4354 | -113494.8818 | -127983.7951 | -154376.1012 | -176868.1712 | -213199.497 | -248218.1859 | -233593.0521 | -270714.9532 | -301492.3976 | -283421.593 | -238129.3976 | -208335.3315 | -175582.3006 | -125689.3728 | -58251.2476
Total | Storage:Battery | DEF | DEF | [7 empty] | 1379.0128 | 3634.5571 | 8683.0696 | 23943.5893 | 49495.8701 | 75714.2222 | 86418.2285 | 87231.8262 | 88065.7734 | 101888.1445 | 112245.9141 | 113368.5
Battery Case
Resource | Type | BA | Area | 2023 | 2024 | 2025 | 2026 | 2027 | 2028 | 2029 | 2030 | 2031 | 2032 | 2033 | 2034 | 2035 | 2036 | 2037 | 2038 | 2039 | 2040 | 2041
AC | Demand:Demand Response | DEF | DEF | 0 | 0 | 0 | 0 | 0 | 0 | 0 | 0 | 0 | 0 | 0 | 0 | 0 | 0 | 0 | 0 | 0 | 0 | 0
Anclote 1 | Gas/Oil:Steam Turbine | DEF | DEF | 67221.9143 | 65926.9735 | 27699.136 | 46016.0848 | 45756.8539 | 42680.1681 | 35113.6052 | 31876.5526 | 20916.4989 | 23674.2488 | 21525.6201 | 31616.9825 | 38048.9801 | 37940.1128 | 53059.8332 | 39787.6022 | 44244.6607 | 24884.14 | 24136.6825
Anclote 2 | Gas/Oil:Steam Turbine | DEF | DEF | 55139.9646 | 44930.9313 | 24056.8794 | 31455.9451 | 33046.9611 | 37932.052 | 26371.8528 | 21457.448 | 23986.5251 | 20536.5499 | 20151.8127 | 22619.8354 | 30618.9183 | 33405.4895 | 40461.7447 | 23023.2444 | 11318.1277 | 9286.5913 | 8154.5326
As Avail | Gas/Oil:Combined Cycle | DEF | DEF | 97.6039 | 92.2254 | 75.9076 | 75.3124 | 80.804 | 79.3064 | 107.4016 | 85.7783 | 80.0834 | 72.9131 | 74.4723 | 76.5821 | 75.7839 | 94.0485 | 86.2442 | 86.9241 | 82.8327 | 95.0758 | 86.0249
As Avail PCS | Renewable:Biomass | DEF | DEF | 6557.5916 | 5788.811 | 5220.4612 | 4997.7129 | 5600.3438 | 6119.8442 | 5536.2328 | 5436.5981 | 5223.8761 | 4777.4575 | 4883.7053 | 5100.1593 | 4712.0453 | 5664.5625 | 5635.3519 | 5844.8623 | 6024.4387 | 6251.854 | 6068.9397
Bartow CC 1 0 | Gas/Oil:Combined Cycle | DEF | DEF | 312309.8545 | 248644.1382 | 257185.4629 | 250545.6328 | 239491.7207 | 246533.8906 | 265216.2852 | 259569.7383 | 264099.0098 | 269940.7832 | 268788.6924 | 289834.2451 | 300492.9912 | 313417.9961 | 295273.1562 | 331187.2266 | 346746.4629 | 358760.2617 | 352482.5049
Bartow CC 1 PAG | Gas/Oil:Combined Cycle | DEF | DEF | 9864.4643 | 7982.7411 | 5689.9232 | 6036.2082 | 5629.8067 | 5712.5496 | 5579.0361 | 4029.4066 | 3345.1527 | 3530.577 | 3126.0091 | 5211.9846 | 6179.8034 | 6107.7771 | 6952.2079 | 6362.1405 | 7255.4186 | 6505.976 | 6573.7124
BARTOW_P 1 | Gas/Oil:Combustion Turbine | DEF | DEF | 2023: 0; 2024: 0; 2025: 0; 2026: 30.8768; 2027: 0
BARTOW_P 2 | Gas/Oil:Combustion Turbine | DEF | DEF | 149.2972 | 181.1609 | 167.4978 | 166.7779 | 123.1468 | 243.8022 | 232.4515 | 274.3228 | 194.3892 | 198.3136 | 205.0492 | 97.2953
BARTOW_P 3 | Gas/Oil:Combustion Turbine | DEF | DEF | 2023: 0; 2024: 0; 2025: 0; 2026: 34.3583; 2027: 17.4348
BARTOW_P 4 | Gas/Oil:Combustion Turbine | DEF | DEF | 228.1667 | 241.7688 | 408.8601 | 476.3363 | 224.922 | 395.8037 | 497.3335 | 425.06 | 368.3493 | 326.7942 | 280.9774 | 214.367
Battery 2 Hours | Storage:Battery | DEF | DEF |  |  |  |  | 2349.8447 | 2292.8159 | 2280.2115 | 2284.0415 | 2215.3176 | 2234.0504 | 2253.2516 | 2272.933 | 2293.1063 | 2313.7839 | 2334.9783 | 2356.7029 | 2378.9703 | 2401.7948 | 2425.1895
Battery 4 Hours | Storage:Battery | DEF | DEF | 2032: 4052.0989; 2033: 19271.6677; 2034: 44781.9795; 2035: 70957.3062; 2036: 81617.2148; 2037: 82385.6133; 2038: 83173.2305; 2039: 96948.1172; 2040: 107257.1953; 2041: 108329.8945
BAYBORO_P 1 | Gas/Oil:Combustion Turbine | DEF | DEF | 2023: 0; 2024: 43.8361; 2025: 0
BAYBORO_P 2 | Gas/Oil:Combustion Turbine | DEF | DEF | 2023: 8.9735; 2024: 8.3915; 2025: 9.3926
BAYBORO_P 3 | Gas/Oil:Combustion Turbine | DEF | DEF | 2023: 0; 2024: 0; 2025: 0
BAYBORO_P 4 | Gas/Oil:Combustion Turbine | DEF | DEF | 2023: 0; 2024: 9.6949; 2025: 0
Citrus CC 1 | Gas/Oil:Combined Cycle | DEF | DEF | 265071.0352 | 227291.6416 | 201348.2432 | 217066.3525 | 213331.0576 | 194617.9648 | 209390.4668 | 200509.1494 | 187541.6094 | 198809.7054 | 201357.3657 | 207547.2007 | 205470.6909 | 213858.7947 | 205065.1709 | 224303.5946 | 227664.4619 | 222187.3354 | 237398.2725
Citrus CC 1 Duct | Gas/Oil:Combined Cycle | DEF | DEF | 11248.2085 | 9543.6611 | 6196.8287 | 6808.8698 | 6302.2393 | 6044.0874 | 5865.7336 | 4308.1958 | 3465.4522 | 3775.9098 | 3888.228 | 5478.949 | 6722.5267 | 7033.6171 | 8052.8065 | 6905.245 | 8072.3531 | 7056.7091 | 8216.9766
Citrus CC 2 | Gas/Oil:Combined Cycle | DEF | DEF | 267537.4492 | 227444.5645 | 213959.4482 | 199537.6924 | 219307.0337 | 194886.5562 | 212312.0806 | 205341.7817 | 183790.2832 | 199812.5386 | 202395.0479 | 208986.2178 | 209132.0021 | 213875.1167 | 206919.186 | 221315.1733 | 232380.2046 | 207938.8242 | 246751.4468
Citrus CC 2 Duct | Gas/Oil:Combined Cycle | DEF | DEF | 10628.4567 | 9773.2604 | 6637.6658 | 5306.1166 | 6023.9226 | 5751.826 | 5972.3813 | 3925.7996 | 3271.9531 | 3398.3722 | 3516.5852 | 5185.58 | 6291.9339 | 6936.2932 | 7085.5199 | 6285.2423 | 7569.6622 | 6968.4592 | 7518.3873
Crystal 4 | Coal:Conventional | DEF | DEF | 67530.1294 | 58818.2292 | 55711.9694 | 48812.3453 | 59233.1 | 74398.9717 | 71242.7826 | 74754.5867 | 101583.9673 | 79937.49 | 93305.6569 | 36949.2636
Crystal 5 | Coal:Conventional | DEF | DEF | 43906.7591 | 59388.1889 | 54000.4746 | 48291.5779 | 43886.8329 | 72014.2806 | 54974.5345 | 75977.2249 | 83655.2902 | 95706.3976 | 87041.8533 | 33071.4297
DEBARY 10 | Gas/Oil:Combustion Turbine | DEF | DEF | 0 | 0 | 31.8829 | 35.3301 | 57.0745 | 197.0379 | 557.1525 | 317.3446 | 0 | 0 | 134.9623 | 125.9803 | 310.2758 | 0
DEBARY 2 | Gas/Oil:Combustion Turbine | DEF | DEF | 2023: 0; 2024: 49.3719; 2025: 0; 2026: 0; 2027: 0
DEBARY 3 | Gas/Oil:Combustion Turbine | DEF | DEF | 2023: 0; 2024: 0; 2025: 36.9449; 2026: 42.1898; 2027: 48.2813
DEBARY 4 | Gas/Oil:Combustion Turbine | DEF | DEF | 2023: 0; 2024: 25.085; 2025: 46.0047; 2026: 93.1018; 2027: 0
DEBARY 5 | Gas/Oil:Combustion Turbine | DEF | DEF | 2023: 0; 2024: 29.6539; 2025: 0; 2026: 0; 2027: 0
DEBARY 6 | Gas/Oil:Combustion Turbine | DEF | DEF | 2023: 32.5796; 2024: 57.4933; 2025: 9.5047; 2026: 93.2929; 2027: 33.379
DEBARY 7 | Gas/Oil:Combustion Turbine | DEF | DEF | 1491.9614 | 1097.2388 | 1547.4689 | 1287.7583 | 1047.6745 | 1274.7977 | 1395.2386 | 1357.8633 | 947.3137 | 898.1602 | 828.8868 | 1177.0269 | 937.8835 | 227.4913
DEBARY 8 | Gas/Oil:Combustion Turbine | DEF | DEF | 1697.7666 | 1866.8881 | 1776.0861 | 1537.2971 | 1035.0257 | 1498.9078 | 1300.0339 | 1343.072 | 1158.3348 | 1296.0087 | 1073.5853 | 1423.3005 | 1065.8291 | 496.6086
DEBARY 9 | Gas/Oil:Combustion Turbine | DEF | DEF | 2128.454 | 2034.8415 | 1697.0023 | 1313.0202 | 1138.0246 | 1545.8357 | 1508.0259 | 1556.0685 | 1226.618 | 1239.8548 | 1079.7262 | 1569.2623 | 1705.939 | 339.9902
DEF Nuclear GE X300 PTC | Nuclear:Nuclear | DEF | DEF | 2038: -34601.2451; 2039: -52982.4199; 2040: -88324.5449; 2041: -99262.8438
Gen 190MW CT | Gas/Oil:Combustion Turbine | DEF | DEF | 2034: 17534.7939; 2035: 33150.4872; 2036: 50842.3997; 2037: 54695.8575; 2038: 48310.7349; 2039: 69744.9105; 2040: 74597.1298; 2041: 62158.7553
Gen 190MW CT Ave | Gas/Oil:Combustion Turbine | DEF | DEF | 2039: 15280.5993; 2040: 22737.4845; 2041: 21339.2813
HEAT | Demand:Demand Response | DEF | DEF | 0 | 0 | 0 | 0 | 0 | 0 | 0 | 0 | 0 | 0 | 0 | 0 | 0 | 0 | 0 | 0 | 0 | 0 | 0
Hines CC 1 | Gas/Oil:Combined Cycle | DEF | DEF | 137006.3809 | 120339.2939 | 115541.7607 | 88087.9449 | 93462.0791 | 83843.4641 | 83910.9094 | 64897.2399 | 45947.251 | 38032.3764 | 45969.0567 | 55252.26 | 73126.9339 | 70014.9982 | 102245.7765 | 71868.6023 | 19064.3682
Hines CC 2 | Gas/Oil:Combined Cycle | DEF | DEF | 142164.5825 | 124824.6646 | 120253.9563 | 128894.1836 | 117586.6936 | 127860.5542 | 106888.2406 | 109277.5071 | 97380.2483 | 84684.533 | 79402.9957 | 95577.0082 | 108702.179 | 103319.9087 | 122527.5527 | 108713.0835 | 98016.314 | 110089.787 | 101784.9753
Hines CC 3 | Gas/Oil:Combined Cycle | DEF | DEF | 152452.7548 | 125392.0303 | 115889.0356 | 114886.7229 | 136683.3154 | 130298.0166 | 133102.2402 | 109999.2251 | 123483.3152 | 111941.5918 | 122645.1382 | 116893.3627 | 130462.0203 | 126001.5409 | 152144.8574 | 126181.0967 | 132958.2341 | 124946.5239 | 134282.7501
Hines CC 4 | Gas/Oil:Combined Cycle | DEF | DEF | 137208.9027 | 126133.2515 | 91919.8931 | 103823.3533 | 97068.2551 | 121519.603 | 112389.4062 | 113509.668 | 92950.2689 | 110729.5151 | 108509.8076 | 112416.0894 | 105544.3105 | 124542.5522 | 124094.7231 | 128139.8999 | 127175.7278 | 131485.1274 | 117082.585
INT CITY 1 | Gas/Oil:Combustion Turbine | DEF | DEF | 0 | 21.6387 | 10.5778 | 24.9419 | 49.3746 | 74.3944 | 264.5752 | 101.1927 | 78.9008 | 33.9524 | 104.0474 | 33.8553
INT CITY 10 | Gas/Oil:Combustion Turbine | DEF | DEF | 530.5758 | 909.2252 | 803.7384 | 506.3578 | 431.8457 | 576.9093 | 872.3551 | 772.6837 | 566.4583 | 394.2409 | 484.4897 | 782.8385 | 1070.9298 | 1327.6639 | 2282.9697 | 478.0355
INT CITY 11 | Gas/Oil:Combustion Turbine | DEF | DEF | 71.615 | 127.2768 | 239.0492 | 321.4598 | 120.0484 | 483.3747 | 977.6903 | 622.3523 | 179.3661 | 181.1884 | 481.2109 | 239.6267 | 578.8509 | 789.8181 | 1557.2504 | 1107.8746 | 126.1603 | 113.2754 | 94.9741
INT CITY 12 | Gas/Oil:Combustion Turbine | DEF | DEF | 630.4588 | 516.7483 | 561.927 | 374.9063 | 299.8451 | 414.7285 | 784.5466 | 567.3896 | 405.4526 | 180.4117 | 330.5768 | 716.7131 | 656.2582 | 1409.9914 | 2020.9933 | 1922.0882 | 320.2342 | 228.3411 | 486.2017
INT CITY 13 | Gas/Oil:Combustion Turbine | DEF | DEF | 942.6104 | 879.391 | 798.5206 | 704.0875 | 769.2457 | 741.4812 | 1003.9534 | 523.1067 | 477.2572 | 517.3999 | 567.656 | 870.9967 | 1074.8206 | 1650.0007 | 2736.8127 | 2574.0531 | 725.7061 | 702.2271 | 587.0666
INT CITY 14 | Gas/Oil:Combustion Turbine | DEF | DEF | 1279.4437 | 1048.1916 | 1091.8855 | 1016.981 | 546.4349 | 1013.8884 | 852.9518 | 855.3084 | 488.5762 | 434.7328 | 513.9647 | 1071.1193 | 1016.0782 | 1838.2878 | 3390.6826 | 2810.3077 | 786.5578 | 867.5416 | 1144.6059
INT CITY 2 | Gas/Oil:Combustion Turbine | DEF | DEF | 0 | 0 | 0 | 0 | 0 | 41.6961 | 80.6664 | 151.348 | 40.5033 | 17.5609 | 77.6339 | 0
INT CITY 3 | Gas/Oil:Combustion Turbine | DEF | DEF | 0 | 21.4735 | 10.1077 | 31.7292 | 38.137 | 83.0852 | 207.4854 | 166.6405 | 65.4448 | 19.6896 | 96.0995 | 18.2075
INT CITY 4 | Gas/Oil:Combustion Turbine | DEF | DEF | 0 | 22.0572 | 31.1592 | 67.171 | 50.5796 | 87.4572 | 263.7489 | 185.1907 | 77.2416 | 39.3344 | 117.1909 | 21.8946
INT CITY 5 | Gas/Oil:Combustion Turbine | DEF | DEF | 0 | 0 | 0 | 31.4056 | 0 | 56.2223 | 173.561 | 144.7066 | 47.3511 | 9.9314 | 84.5836 | 0
INT CITY 6 | Gas/Oil:Combustion Turbine | DEF | DEF | 0 | 62.1191 | 20.1411 | 87.6905 | 57.9257 | 10.5918 | 330.1554 | 229.7791 | 75.6754 | 28.2928 | 125.1085 | 26.8829
INT CITY 7 | Gas/Oil:Combustion Turbine | DEF | DEF | 2069.2023 | 2324.7958 | 2051.5294 | 1699.9511 | 1249.0764 | 1451.7247 | 1486.7599 | 1497.8793 | 1367.9065 | 1186.7273 | 1079.8977 | 1706.5156 | 2024.3648 | 2548.5975 | 3425.8656 | 1357.7065
INT CITY 8 | Gas/Oil:Combustion Turbine | DEF | DEF | 1466.3136 | 1641.2062 | 1560.1552 | 1148.6851 | 886.04 | 1154.1472 | 1320.9454 | 1269.6459 | 954.7123 | 949.5576 | 848.9394 | 1743.6454 | 1551.116 | 2004.9552 | 2748.7054 | 879.2915
INT CITY 9 | Gas/Oil:Combustion Turbine | DEF | DEF | 1150.9713 | 1783.8687 | 1487.1223 | 1139.6481 | 820.5997 | 1172.5725 | 1448.5564 | 1132.4404 | 935.6014 | 756.9325 | 716.875 | 1668.6913 | 1665.7438 | 2042.3346 | 2694.9221 | 959.3455
INTER | Demand:Demand Response | DEF | DEF | 0 | 0 | 0 | 0 | 0 | 0 | 0 | 0 | 0 | 0 | 0 | 0 | 0 | 0 | 0 | 0 | 0 | 0 | 0
Mulberry | Gas/Oil:Combined Cycle | DEF | DEF | 2023: 149783.5234; 2024: 67188.5723
NSG Vand CT 1 | Gas/Oil:Combustion Turbine | DEF | DEF | 2023: 19689.0446; 2024: 19054.5017; 2025: 15371.7018; 2026: 12571.4802; 2027: 4382.7904
NSG Vand CT 2 | Gas/Oil:Combustion Turbine | DEF | DEF | 2023: 20275.6643; 2024: 20060.5938; 2025: 15913.7778; 2026: 12729.8802; 2027: 4426.4921
NSG Vand CT 3 | Gas/Oil:Combustion Turbine | DEF | DEF | 2023: 22035.2805; 2024: 20428.5325; 2025: 16049.9562; 2026: 14990.447; 2027: 4551.9677
NSG Vand CT 4 | Gas/Oil:Combustion Turbine | DEF | DEF | 2023: 22982.1996; 2024: 22781.6305; 2025: 18070.6714; 2026: 16096.5351; 2027: 4553.0497
Orange Cogen | Gas/Oil:Combined Cycle | DEF | DEF | 2023: 125718.3257; 2024: 113084.5908; 2025: 118162.9946
Orlando Cogen | Gas/Oil:Combined Cycle | DEF | DEF | 2023: 180080.832
Osprey 1 0 | Gas/Oil:Combined Cycle | DEF | DEF | 2023: 74602.2378; 2024: 61856.5225
Osprey 1 1 | Gas/Oil:Combined Cycle | DEF | DEF | 2023: 34574.1648; 2024: 34922.8084
Osprey 1 2 | Gas/Oil:Combined Cycle | DEF | DEF | 2023: 2503.1694; 2024: 2380.4049
OspreyAcq | Gas/Oil:Combined Cycle | DEF | DEF |  | 27359.9004 | 156412.7217 | 146807.5952 | 140858.1128 | 153621.8823 | 137693.0548 | 133021.4346 | 128063.0466 | 122108.9636 | 128140.0837 | 122812.2085 | 126816.4362 | 129352.2715 | 149216.9766 | 129452.2124 | 143034.5044 | 136880.0093 | 127176.2637
OspreyAcqDF | Gas/Oil:Combined Cycle | DEF | DEF |  | 160.7838 | 3766.5694 | 4181.7544 | 3348.192 | 3606.2436 | 3477.5726 | 3296.5169 | 2317.1434 | 2191.0452 | 2246.3829 | 3373.1942 | 4103.033 | 4386.208 | 5050.0107 | 4142.6948 | 5023.2411 | 4660.8694 | 4671.6107
Pasco County | Renewable:Biomass | DEF | DEF | 36056.9646 | 38226.0868 | 7388.4539 | 3791.9192 | 3675.7777 | 3989.823 | 4638.5944 | 4026.6621 | 3230.1171 | 3521.2615 | 3539.9183 | 3420.8257 | 3381.3811 | 3530.8052 | 4737.3353 | 3871.8083 | 4180.4536 | 4068.9823 | 4006.7922
Pinellas County | Renewable:Biomass | DEF | DEF | 84380.4822 | 89696.2736 | 16064.9375 | 9310.7186 | 8494.5963 | 8906.7794 | 10130.4481 | 9562.721 | 8278.6959 | 8077.1546 | 9238.5002 | 8497.6737 | 8834.0133 | 8867.6392 | 8829.6151 | 9209.4375 | 10172.0391 | 9928.3029 | 9585.8401
Shady Hills 1 | Gas/Oil:Combustion Turbine | DEF | DEF | 2023: 12419.9875; 2024: 2537.1567
Shady Hills 2 | Gas/Oil:Combustion Turbine | DEF | DEF | 2023: 12178.9643; 2024: 2560.2215
Shady Hills 3 | Gas/Oil:Combustion Turbine | DEF | DEF | 2023: 12236.46; 2024: 2371.3474
Solar 3rdParty Block 1 | Renewable:Solar PV | DEF | DEF |  | 3560.5139 | 5138.6851 | 8956.1116 | 11042.6396 | 14855.8434 | 17951.9045 | 19348.2391 | 18736.1691 | 16441.6908 | 16613.9715 | 15000.3704 | 14814.7334 | 16236.6421 | 17001.4361 | 15472.661 | 15693.8956 | 16230.6016 | 15296.146
Solar 3rdParty Block 2 | Renewable:Solar PV | DEF | DEF | 2032: 3003.6137; 2033: 4479.2388; 2034: 7118.355; 2035: 8028.5656; 2036: 12086.1499; 2037: 13890.1263; 2038: 15669.0093; 2039: 17182.235; 2040: 17769.8577; 2041: 16746.7742
Solar 3rdParty Block 3 | Renewable:Solar PV | DEF | DEF | 2040: 3282.4932; 2041: 4292.6803
Solar DEF Bay Ranch | Renewable:Solar PV | DEF | DEF | -3797.3937 | -6162.3335 | -6098.1013 | -6049.3757 | -6737.7989 | -6650.494 | -7189.9329 | -7132.145 | -7070.0334 | -7634.5193 | -1890.8229 | 862 | 883 | 946 | 929 | 946 | 968 | 991 | 1015
Solar DEF Bay Trail | Renewable:Solar PV | DEF | DEF | -5608.1824 | -6142.9245 | -6077.8497 | -6024.1995 | -6664.0227 | -6627.7101 | -7165.9387 | -7108.2407 | -7021.4575 | -6548.4411 | 850 | 869 | 932 | 916 | 932 | 954 | 976 | 1000 | 1028
Solar DEF Charlie Creek | Renewable:Solar PV | DEF | DEF | -5386.1925 | -5896.0744 | -5838.6499 | -5790.7008 | -6398.7918 | -6367.3296 | -6882.5685 | -6830.8758 | -6768.3392 | -5057.5378 | 712 | 727 | 783.9999 | 761 | 771.9999 | 788 | 804 | 820 | 842
Solar DEF Columbia | Renewable:Solar PV | DEF | DEF | 827.7773 | 847.5345 | 938.6952 | 950.0155 | 973.1956 | 1008.71 | 1021.106 | 1045.8799 | 1083.54 | 1097.208 | 1176.9 | 1163.923 | 1179.1391 | 1207.907 | 1250.781 | 1267.845 | 1299.084 | 1345.068 | 1364.265
Solar DEF County Line | Renewable:Solar PV | DEF | DEF |  |  | -5560.7465 | -6111.9113 | -7060.7831 | -7020.0896 | -7142.6368 | -7084.8657 | -7271.5811 | -7341.463 | -7272.6492 | -7483.9937 | 315.8531 | 896.75 | 960.25 | 944.25 | 961.5 | 984.25 | 1007.5
Solar DEF Debary | Renewable:Solar PV | DEF | DEF | 930.7841 | 955.6468 | 981.8351 | 1003.2979 | 1026.5169 | 1054.158 | 1081.1591 | 1103.454 | 1131.646 | 1156.577 | 1221.3919 | 1231.172 | 1242.8179 | 1270.266 | 1304.14 | 1333.279 | 1368.125 | 1402.172 | 1432.606
Solar DEF Duette | Renewable:Solar PV | DEF | DEF | 634 | 649 | 664 | 685 | 752 | 770.0001 | 788 | 807 | 831 | 845 | 865 | 886 | 949 | 933 | 950 | 972 | 995 | 1019 | 1048
Solar DEF Falmouth | Renewable:Solar PV | DEF | DEF |  | -5200.5575 | -6111.3294 | -6080.3378 | -6776.3824 | -6736.5168 | -7228.7009 | -7170.4979 | -7072.7183 | -7679.85 | -7592.7699 | -255.4534 | 876 | 896.75 | 960.25 | 944.25 | 961.5 | 984.25 | 1007.5
Solar DEF Fort Green | Renewable:Solar PV | DEF | DEF | -5597.3645 | -6131.183 | -6066.1663 | -6012.5747 | -6651.1696 | -6614.9213 | -7152.1563 | -7094.5242 | -7026.4181 | -3623.8048 | 850 | 869 | 932 | 916 | 932 | 954 | 976 | 1000 | 1028
Solar DEF Hamilton | Renewable:Solar PV | DEF | DEF | 1178.745 | 1266.339 | 1294.407 | 1323.06 | 1352.314 | 1382.1889 | 1412.711 | 1443.909 | 1475.814 | 1561.535 | 1541.8841 | 1576.1199 | 1611.2049 | 1647.1771 | 1684.069 | 1721.9182 | 1760.755 | 1800.6141 | 1841.5259
Solar DEF Hardeetown | Renewable:Solar PV | DEF | DEF | -3797.3937 | -6162.3335 | -6098.1013 | -6049.3757 | -6737.7989 | -6650.494 | -7189.9329 | -7132.145 | -7070.0143 | -7634.5193 | -1890.8229 | 862 | 883 | 946 | 929 | 946 | 968 | 991 | 1015
Solar DEF High Spring | Renewable:Solar PV | DEF | DEF | -2643.806 | -6169.1912 | -6104.926 | -6056.1661 | -6745.306 | -6657.9629 | -7197.9846 | -7140.1562 | -7065.4506 | -7643.0598 | -3590.5595 | 862 | 883 | 946 | 929 | 946 | 968 | 991 | 1015
Solar DEF Hildreth | Renewable:Solar PV | DEF | DEF | -3797.3937 | -6162.3335 | -6098.1013 | -6049.3757 | -6737.7989 | -6650.494 | -7189.9329 | -7132.145 | -7063.4052 | -7634.5193 | -1890.8229 | 862 | 883 | 946 | 929 | 946 | 968 | 991 | 1015
Solar DEF Lake Placid | Renewable:Solar PV | DEF | DEF | 610 | 629 | 677 | 693 | 710 | 726 | 748 | 761 | 779.0001 | 797 | 856 | 840 | 854 | 874 | 895 | 916 | 942 | 960 | 982
Solar DEF Mule Creek | Renewable:Solar PV | DEF | DEF |  | -5463.0363 | -6109.0421 | -6078.0618 | -6773.8665 | -6733.9235 | -7226.0025 | -7167.8123 | -7106.4523 | -7676.8853 | -7589.921 | 311.4127 | 876 | 896.75 | 960.25 | 944.25 | 961.5 | 984.25 | 1007.5
Solar DEF NEW 1 | Renewable:Solar PV | DEF | DEF | 2035: 5368.0177; 2036: 5474.7067; 2037: 5583.5171; 2038: 5694.4889; 2039: 5807.6675; 2040: 5923.0942; 2041: 6040.816
Solar DEF NEW 1 PTC | Renewable:Solar PV | DEF | DEF | 2025: -8232.7036; 2026: -8515.6048; 2027: -10279.2783; 2028: -10149.1316; 2029: -10421.6396; 2030: -10250.8715; 2031: -10548.6099; 2032: -10642.3839; 2033: -10400.3977; 2034: -10748.5028
Solar DEF NEW 2 | Renewable:Solar PV | DEF | DEF | 2035: 4473.3481; 2036: 10981.5098; 2037: 11199.7685; 2038: 11422.3628; 2039: 11649.3826; 2040: 11880.9133; 2041: 12117.0474
Solar DEF NEW 2 PTC | Renewable:Solar PV | DEF | DEF | 2025: -5764.7707; 2026: -17086.8057; 2027: -20625.2972; 2028: -20364.3518; 2029: -20910.9869; 2030: -20568.4276; 2031: -21165.8138; 2032: -21454.9476; 2033: -20975.6573; 2034: -21691.5658; 2035: -14496.9084
Solar DEF NEW 3 | Renewable:Solar PV | DEF | DEF | 2037: 939.9623; 2038: 12520.1796; 2039: 24372.7042; 2040: 34220.2976; 2041: 47610.3267
Solar DEF NEW 3 PTC | Renewable:Solar PV | DEF | DEF |  |  |  |  | -923.9299 | -21505.9138 | -43119.7578 | -58402.5605 | -82080.9338 | -112446.2778 | -141817.8052 | -145601.1289 | -149679.0449 | -154202.3589 | -150085.0371 | -130069.438 | -109086.3313 | -92893.8076 | -66313.0845
Solar DEF NEW 4 | Renewable:Solar PV | DEF | DEF | 2036: 917.0363; 2037: 11274.8483; 2038: 11498.9346; 2039: 11727.4764; 2040: 11960.559; 2041: 12198.2759
Solar DEF NEW 4 PTC | Renewable:Solar PV | DEF | DEF | 2026: -723.9251; 2027: -20761.0784; 2028: -20498.2785; 2029: -21048.6192; 2030: -20703.7767; 2031: -21305.1141; 2032: -21496.4055; 2033: -21079.7429; 2034: -21800.5242; 2035: -22594.5283; 2036: -22259.5532
Solar DEF NEW 6 PTC | Renewable:Solar PV | DEF | DEF | 2033: -2894.2986; 2034: -70489.4502; 2035: -134370.7368; 2036: -138964.4434; 2037: -136141.9497; 2038: -139258.1455; 2039: -142298.1108; 2040: -145779.3223; 2041: -142759.334
Solar DEF Osc Perry Suw | Renewable:Solar PV | DEF | DEF | 0 | 0 | 0 | 0 | 0 | 0 | 0 | 0 | 0 | 0 | 0 | 0 | 0 | 0 | 0 | 0 | 0 | 0 | 0
Solar DEF Sandy Creek | Renewable:Solar PV | DEF | DEF | -5267.8996 | -5775.0722 | -5711.6922 | -5660.7883 | -6306.9388 | -6266.5258 | -6771.0014 | -6709.3607 | -6632.0352 | -2681.3761 | 857 | 883 | 938 | 953 | 964 | 988 | 1014 | 1040 | 1069
Solar DEF Santa Fe | Renewable:Solar PV | DEF | DEF | 1073 | 1095 | 1125 | 1209 | 1234 | 1263 | 1297 | 1328 | 1354 | 1390 | 1419 | 1503 | 1496 | 1521 | 1557 | 1598.0001 | 1632 | 1676.0001 | 1715.0001
Solar DEF St Pete Pier | Renewable:Solar PV | DEF | DEF | 0 | 0 | 0 | 0 | 0 | 0 | 0 | 0 | 0 | 0 | 0 | 0 | 0 | 0 | 0 | 0 | 0 | 0 | 0
Solar DEF Trenton | Renewable:Solar PV | DEF | DEF | 1075 | 1105 | 1189 | 1213 | 1242 | 1275 | 1306 | 1332 | 1367 | 1395 | 1479 | 1471 | 1497 | 1532 | 1572.9999 | 1605.9999 | 1649.0001 | 1688.0001 | 1722.9999
Solar DEF Twin Rivers | Renewable:Solar PV | DEF | DEF | 982.72 | 1002.087 | 1030.694 | 1110.978 | 1133.805 | 1160.994 | 1192.715 | 1222.165 | 1246.192 | 1279.986 | 1306.274 | 1388.346 | 1378.545 | 1401.9641 | 1435.488 | 1474.323 | 1505.19 | 1546.439 | 1583.282
Solar DEF Winquepin | Renewable:Solar PV | DEF | DEF |  | -5463.0363 | -6109.0421 | -6078.0618 | -6773.8665 | -6733.9235 | -7226.0025 | -7167.8123 | -7089.9099 | -7676.8853 | -7589.921 | 311.4127 | 876 | 896.75 | 960.25 | 944.25 | 961.5 | 984.25 | 1007.5
Solar+Storage DEF NEW 1 | Renewable:Solar PV | DEF | DEF | 2039: 874.5881; 2040: 11649.405; 2041: 22907.3053
Solar+Storage DEF NEW 1 PTC + ITC | Renewable:Solar PV | DEF | DEF | [6 empty] | -330.3156 | -10386.4111 | -21615.9158 | -32122.2966 | -31272.3801 | -32212.4702 | -33451.3557 | -34788.5095 | -33755.1079 | -34555.8545 | -34948.3564 | -23819.9329 | -11388.8307
Standby | Demand:Demand Response | DEF | DEF | 0 | 0 | 0 | 0 | 0 | 0 | 0 | 0 | 0 | 0 | 0 | 0 | 0 | 0 | 0 | 0 | 0 | 0 | 0
SUWANNEE_P 1 | Gas/Oil:Combustion Turbine | DEF | DEF | 828.781 | 1142.9039 | 965.2877 | 966.7375 | 653.1618 | 811.9354 | 930.2492 | 1124.3566 | 918.3714 | 803.1846 | 881.8105 | 410.961
SUWANNEE_P 2 | Gas/Oil:Combustion Turbine | DEF | DEF | 704.1543 | 791.6918 | 649.8663 | 875.3153 | 496.4531 | 831.4439 | 861.2586 | 972.6823 | 796.4557 | 782.5655 | 769.8395 | 360.2286
SUWANNEE_P 3 | Gas/Oil:Combustion Turbine | DEF | DEF | 1260.5979 | 1436.7199 | 1285.095 | 1361.0379 | 969.5976 | 1247.5022 | 1240.6331 | 1272.5346 | 1018.2834 | 1056.9491 | 1061.4384 | 489.4822
Tigerbay 1 | Gas/Oil:Combined Cycle | DEF | DEF | 59833.4203 | 45531.7472 | 40062.9869 | 46896.758 | 41544.5117 | 47195.8464 | 38242.9009 | 31029.217 | 25314.1987 | 23964.4302 | 18685.4089 | 27855.1127 | 3522.0483
U OF FL 1 | Gas/Oil:Combustion Turbine | DEF | DEF | 2023: 21398.8382; 2024: 17978.1262; 2025: 17020.7316; 2026: 16718.868; 2027: 14149.8169
Voltage Red | Demand:Demand Response | DEF | DEF | 0 | 0 | 0 | 0 | 0 | 0 | 0 | 0 | 0 | 0 | 0 | 0 | 0 | 0 | 0 | 0 | 0 | 0 | 0
WaterHtr_PP | Demand:Demand Response | DEF | DEF | 0 | 0 | 0 | 0 | 0 | 0 | 0 | 0 | 0 | 0 | 0 | 0 | 0 | 0 | 0 | 0 | 0 | 0 | 0
Total |  |  |  | 2564783.9345 | 2015251.1852 | 1670027.4505 | 1518982.6549 | 1452501.8632 | 1456583.6997 | 1394430.7857 | 1308248.4804 | 1209558.026 | 1178834.1848 | 1228380.8993 | 1206448.7847 | 1190658.6715 | 1274584.3636 | 1419426.7615 | 1348536.7799 | 1387926.6459 | 1366197.7263 | 1433776.2244
Group Totals
Resource | Type | BA | Area | 2023 | 2024 | 2025 | 2026 | 2027 | 2028 | 2029 | 2030 | 2031 | 2032 | 2033 | 2034 | 2035 | 2036 | 2037 | 2038 | 2039 | 2040 | 2041
Total | Coal:Conventional | DEF | DEF | 111436.8885 | 118206.4181 | 109712.444 | 97103.9232 | 103119.9329 | 146413.2523 | 126217.317 | 150731.8116 | 185239.2574 | 175643.8875 | 180347.5101 | 70020.6933
Total | Demand:Demand Response | DEF | DEF | 0 | 0 | 0 | 0 | 0 | 0 | 0 | 0 | 0 | 0 | 0 | 0 | 0 | 0 | 0 | 0 | 0 | 0 | 0
Total | Gas/Oil:Combined Cycle | DEF | DEF | 2072685.3666 | 1579946.8029 | 1453103.3979 | 1318954.4971 | 1320717.7444 | 1321571.7913 | 1320147.71 | 1242800.6581 | 1161049.0159 | 1172993.2545 | 1188745.2743 | 1256499.9949 | 1286642.6932 | 1318941.1229 | 1384714.1887 | 1364943.1361 | 1355043.7855 | 1317574.9586 | 1344025.5102
Total | Gas/Oil:Combustion Turbine | DEF | DEF | 159888.3619 | 126146.8427 | 99723.6464 | 88575.6557 | 43227.4453 | 15409.3399 | 18590.3281 | 16862.9687 | 12388.5631 | 11351.7832 | 11944.5497 | 32303.6848 | 46808.577 | 65518.1389 | 75554.0593 | 60399.4373 | 86984.1682 | 99245.9996 | 85810.885
Total | Gas/Oil:Steam Turbine | DEF | DEF | 122361.8789 | 110857.9048 | 51756.0154 | 77472.0299 | 78803.8151 | 80612.2201 | 61485.458 | 53334.0006 | 44903.024 | 44210.7987 | 41677.4328 | 54236.818 | 68667.8984 | 71345.6023 | 93521.5779 | 62810.8466 | 55562.7884 | 34170.7313 | 32291.2151
Total | Nuclear:Nuclear | DEF | DEF | 2038: -34601.2451; 2039: -52982.4199; 2040: -88324.5449; 2041: -99262.8438
Total | Renewable:Biomass | DEF | DEF | 126995.0383 | 133711.1714 | 28673.8526 | 18100.3508 | 17770.7178 | 19016.4466 | 20305.2753 | 19025.9812 | 16732.6891 | 16375.8736 | 17662.1238 | 17018.6587 | 16927.4397 | 18063.0069 | 19202.3022 | 18926.1082 | 20376.9313 | 20249.1392 | 19661.5721
Total | Renewable:Solar PV | DEF | DEF | -28583.5997 | -53617.9548 | -72941.9057 | -81223.8018 | -113487.6368 | -128732.1664 | -154595.5143 | -176790.9812 | -212969.8411 | -248027.5622 | -233520.9106 | -270685.9775 | -301638.3492 | -283214.5062 | -238285.9583 | -209471.4366 | -176385.695 | -126377.5476 | -59505.1982
Total | Storage:Battery | DEF | DEF |  |  |  |  | 2349.8447 | 2292.8159 | 2280.2115 | 2284.0415 | 2215.3176 | 6286.1494 | 21524.9193 | 47054.9125 | 73250.4125 | 83930.9987 | 84720.5916 | 85529.9333 | 99327.0875 | 109658.9901 | 110755.084

## Heat Rate
Heat Rate (MMBtu/MWh)
Base Case
Resource | Type | BA | Area | 2023 | 2024 | 2025 | 2026 | 2027 | 2028 | 2029 | 2030 | 2031 | 2032 | 2033 | 2034 | 2035 | 2036 | 2037 | 2038 | 2039 | 2040 | 2041
AC | Demand:Demand Response | DEF | DEF
Anclote 1 | Gas/Oil:Steam Turbine | DEF | DEF | 10.9215 | 10.8186 | 11.1763 | 11.0664 | 11.2627 | 11.3112 | 11.6023 | 11.9689 | 11.9767 | 12.0995 | 12.1588 | 11.6945 | 11.4445 | 11.3002 | 11.0503 | 11.3314 | 10.9669 | 10.8946 | 10.9148
Anclote 2 | Gas/Oil:Steam Turbine | DEF | DEF | 11.7722 | 11.8187 | 12.3617 | 12.357 | 12.5398 | 12.2828 | 13.4365 | 13.6552 | 13.8831 | 14.7456 | 15.0946 | 13.6414 | 12.8722 | 12.7468 | 12.5661 | 12.4951 | 11.5532 | 10.9773 | 11.525
As Avail | Gas/Oil:Combined Cycle | DEF | DEF
As Avail PCS | Renewable:Biomass | DEF | DEF
Bartow CC 1 0 | Gas/Oil:Combined Cycle | DEF | DEF | 7.1445 | 7.128 | 7.0727 | 7.0734 | 7.0896 | 7.0826 | 7.0763 | 7.0797 | 7.0848 | 7.0953 | 7.0947 | 7.1033 | 7.1027 | 7.0851 | 7.0867 | 7.0917 | 7.0959 | 7.0964 | 7.1104
Bartow CC 1 PAG | Gas/Oil:Combined Cycle | DEF | DEF | 8.6484 | 8.7186 | 8.5898 | 8.6834 | 8.7486 | 8.6108 | 8.5393 | 8.4797 | 8.4204 | 8.4881 | 8.4699 | 8.6516 | 8.6461 | 8.6304 | 8.6852 | 8.5652 | 8.6542 | 8.4443 | 8.5324
BARTOW_P 1 | Gas/Oil:Combustion Turbine | DEF | DEF | 2026: 14.3635
BARTOW_P 2 | Gas/Oil:Combustion Turbine | DEF | DEF | 14.2759 | 14.3228 | 14.899 | 14.1311 | 14.1776 | 13.9787 | 13.9466 | 14.2082 | 14.2134 | 13.85 | 14.0573 | 13.4341
BARTOW_P 3 | Gas/Oil:Combustion Turbine | DEF | DEF | 2026: 13.384
BARTOW_P 4 | Gas/Oil:Combustion Turbine | DEF | DEF | 13.1439 | 13.2622 | 13.3105 | 13.2283 | 13.0782 | 13.1172 | 13.3893 | 13.46 | 13.6325 | 13.4263 | 13.486 | 13.2976
Battery 4 Hours | Storage:Battery | DEF | DEF
BAYBORO_P 1 | Gas/Oil:Combustion Turbine | DEF | DEF | 2024: 14.5502
BAYBORO_P 2 | Gas/Oil:Combustion Turbine | DEF | DEF | 2023: 16.8599; 2024: 16.8599; 2025: 14.6274
BAYBORO_P 3 | Gas/Oil:Combustion Turbine | DEF | DEF
BAYBORO_P 4 | Gas/Oil:Combustion Turbine | DEF | DEF | 2024: 14.6294
Citrus CC 1 | Gas/Oil:Combined Cycle | DEF | DEF | 6.4898 | 6.4839 | 6.4787 | 6.4168 | 6.4239 | 6.4229 | 6.4309 | 6.4347 | 6.4379 | 6.4479 | 6.4486 | 6.4485 | 6.4417 | 6.4442 | 6.443 | 6.4506 | 6.4426 | 6.4497 | 6.448
Citrus CC 1 Duct | Gas/Oil:Combined Cycle | DEF | DEF | 9.686 | 9.6878 | 9.6875 | 9.6874 | 9.6875 | 9.6854 | 9.6881 | 9.6859 | 9.6878 | 9.6847 | 9.6848 | 9.6883 | 9.6895 | 9.688 | 9.6883 | 9.6887 | 9.6886 | 9.6882 | 9.6881
Citrus CC 2 | Gas/Oil:Combined Cycle | DEF | DEF | 6.4877 | 6.4859 | 6.4877 | 6.4323 | 6.4137 | 6.424 | 6.424 | 6.4272 | 6.4427 | 6.4437 | 6.4471 | 6.4468 | 6.4427 | 6.4461 | 6.4465 | 6.4519 | 6.4446 | 6.4568 | 6.452
Citrus CC 2 Duct | Gas/Oil:Combined Cycle | DEF | DEF | 9.6873 | 9.6892 | 9.6873 | 9.6875 | 9.6859 | 9.6878 | 9.6875 | 9.6873 | 9.6868 | 9.6861 | 9.6861 | 9.6893 | 9.6893 | 9.6896 | 9.6903 | 9.6902 | 9.6902 | 9.6876 | 9.6886
Crystal 4 | Coal:Conventional | DEF | DEF | 11.4755 | 11.2846 | 11.3018 | 11.5867 | 11.5337 | 11.2681 | 11.0789 | 10.9274 | 10.851 | 10.8877 | 10.7611 | 10.6029
Crystal 5 | Coal:Conventional | DEF | DEF | 10.9643 | 10.9845 | 10.9673 | 10.9572 | 11.009 | 10.8699 | 10.7629 | 10.6009 | 10.6249 | 10.5863 | 10.5451 | 10.3792
DEBARY 10 | Gas/Oil:Combustion Turbine | DEF | DEF | 2025: 13.4798; 2026: 13.0281; 2028: 13.1016; 2029: 13.3043; 2030: 12.9471; 2032: 13.1206; 2033: 12.7651; 2034: 14.0045; 2035: 13.7017
DEBARY 2 | Gas/Oil:Combustion Turbine | DEF | DEF | 2024: 12.5258
DEBARY 3 | Gas/Oil:Combustion Turbine | DEF | DEF | 2025: 12.4358; 2026: 12.5327; 2027: 17.7038
DEBARY 4 | Gas/Oil:Combustion Turbine | DEF | DEF | 2024: 12.4789; 2025: 12.9943; 2026: 12.6251; 2027: 13.211
DEBARY 5 | Gas/Oil:Combustion Turbine | DEF | DEF | 2024: 14.5597; 2027: 12.5955
DEBARY 6 | Gas/Oil:Combustion Turbine | DEF | DEF | 2023: 15.1503; 2024: 12.8206; 2025: 17.7038; 2026: 13.2591; 2027: 12.9688
DEBARY 7 | Gas/Oil:Combustion Turbine | DEF | DEF | 13.0078 | 12.7212 | 12.5675 | 12.4244 | 12.5359 | 12.3728 | 12.6265 | 12.7925 | 12.8731 | 12.5038 | 12.6925 | 12.808 | 12.7967 | 12.7428
DEBARY 8 | Gas/Oil:Combustion Turbine | DEF | DEF | 13.4312 | 12.8287 | 12.992 | 12.5947 | 12.5472 | 12.5765 | 12.8945 | 12.8797 | 13.1645 | 12.8312 | 12.9213 | 13.0555 | 12.9029 | 12.745
DEBARY 9 | Gas/Oil:Combustion Turbine | DEF | DEF | 13.4369 | 12.8796 | 13.0817 | 12.5566 | 12.6661 | 12.6505 | 12.7648 | 12.933 | 13.1835 | 12.8169 | 12.9161 | 12.9261 | 12.9063 | 12.9334
DEF Nuclear GE X300 PTC | Nuclear:Nuclear | DEF | DEF | 2038: 11.1516; 2039: 11.1499; 2040: 11.1498; 2041: 11.1496
Gen 190MW CT | Gas/Oil:Combustion Turbine | DEF | DEF | 2034: 11.1221; 2035: 11.0387; 2036: 11.2653; 2037: 11.1532; 2038: 11.55; 2039: 10.4381; 2040: 10.4057; 2041: 10.4336
Gen 190MW CT Ave | Gas/Oil:Combustion Turbine | DEF | DEF | 2039: 10.4655; 2040: 10.4218; 2041: 10.4622
HEAT | Demand:Demand Response | DEF | DEF
Hines CC 1 | Gas/Oil:Combined Cycle | DEF | DEF | 7.2052 | 7.1783 | 7.1912 | 7.3004 | 7.2539 | 7.2915 | 7.2697 | 7.3093 | 7.2407 | 7.2927 | 7.2324 | 7.3293 | 7.2702 | 7.3139 | 7.2355 | 7.2865 | 7.0964
Hines CC 2 | Gas/Oil:Combined Cycle | DEF | DEF | 7.3126 | 7.3204 | 7.2058 | 7.1854 | 7.2073 | 7.229 | 7.2264 | 7.2368 | 7.2295 | 7.2316 | 7.2287 | 7.2341 | 7.2161 | 7.2233 | 7.1987 | 7.2132 | 7.2484 | 7.2097 | 7.2379
Hines CC 3 | Gas/Oil:Combined Cycle | DEF | DEF | 7.0926 | 7.1001 | 7.1134 | 6.9908 | 6.9762 | 6.9805 | 6.9887 | 6.9845 | 6.9753 | 6.9781 | 6.9779 | 6.9695 | 6.9654 | 6.9718 | 6.9648 | 6.9755 | 6.9735 | 6.9824 | 6.9753
Hines CC 4 | Gas/Oil:Combined Cycle | DEF | DEF | 7.0307 | 7.0242 | 7.0449 | 7.0568 | 7.0669 | 6.9092 | 6.921 | 6.9154 | 6.9196 | 6.9007 | 6.897 | 6.9002 | 6.8979 | 6.8934 | 6.8993 | 6.902 | 6.9079 | 6.924 | 6.9231
INT CITY 1 | Gas/Oil:Combustion Turbine | DEF | DEF | 2024: 15.2749; 2025: 15.7685; 2026: 13.2202; 2027: 15.7685; 2028: 12.5136; 2029: 13.125; 2030: 13.4129; 2031: 13.5123; 2032: 12.8136; 2033: 13.2602; 2034: 13.6336
INT CITY 10 | Gas/Oil:Combustion Turbine | DEF | DEF | 12.6453 | 12.6531 | 12.5286 | 12.3845 | 12.3879 | 12.4236 | 12.6247 | 12.6391 | 12.6868 | 12.6012 | 12.6235 | 12.7298 | 12.6467 | 12.8277 | 12.6377 | 12.5064
INT CITY 11 | Gas/Oil:Combustion Turbine | DEF | DEF | 11.3438 | 12.3567 | 12.3405 | 11.933 |  | 11.5001 | 11.4998 | 11.4514 | 11.8512 | 11.7789 | 11.4292 | 12.2312 | 12.1069 | 12.529 | 12.1442 | 11.832 | 11.7556 | 11.6926 | 12.4816
INT CITY 12 | Gas/Oil:Combustion Turbine | DEF | DEF | 12.2107 | 12.4729 | 12.2705 | 12.0958 | 12.132 | 12.3281 | 12.3546 | 12.4501 | 12.3462 | 12.3925 | 12.5143 | 12.5599 | 12.4954 | 12.4771 | 12.3853 | 12.4847 | 12.453 | 12.4187 | 12.4459
INT CITY 13 | Gas/Oil:Combustion Turbine | DEF | DEF | 12.1742 | 12.392 | 12.3273 | 12.2246 | 12.1245 | 12.1996 | 12.2806 | 12.3119 | 12.4009 | 12.1982 | 12.3787 | 12.5252 | 12.381 | 12.4764 | 12.4136 | 12.4331 | 12.4911 | 12.9431 | 12.6311
INT CITY 14 | Gas/Oil:Combustion Turbine | DEF | DEF | 12.1832 | 12.4069 | 12.3024 | 12.2029 | 12.1391 | 12.2315 | 12.2583 | 12.4075 | 12.4245 | 12.2313 | 12.3778 | 12.5156 | 12.49 | 12.4621 | 12.3639 | 12.457 | 12.4487 | 12.5347 | 12.4128
INT CITY 2 | Gas/Oil:Combustion Turbine | DEF | DEF | 2028: 13.9497; 2029: 14.4073; 2030: 14.1389; 2031: 13.9571; 2032: 15.1839; 2033: 13.9571
INT CITY 3 | Gas/Oil:Combustion Turbine | DEF | DEF | 2024: 15.5017; 2025: 15.5017; 2026: 13.9317; 2028: 13.7882; 2029: 13.4973; 2030: 13.5201; 2031: 13.8145; 2032: 14.6393; 2033: 13.4669; 2034: 14.6967
INT CITY 4 | Gas/Oil:Combustion Turbine | DEF | DEF | 2024: 14.2209; 2025: 15.4208; 2026: 14.0719; 2027: 15.5324; 2028: 13.3232; 2029: 13.4736; 2030: 13.5898; 2031: 14.0683; 2032: 14.2166; 2033: 13.4038; 2034: 14.4733
INT CITY 5 | Gas/Oil:Combustion Turbine | DEF | DEF | 2026: 14.8018; 2028: 13.6583; 2029: 13.4637; 2030: 13.6216; 2031: 14.1024; 2032: 13.9405; 2033: 13.5583
INT CITY 6 | Gas/Oil:Combustion Turbine | DEF | DEF | 2024: 14.6791; 2025: 15.3015; 2026: 14.0882; 2027: 14.6273; 2028: 13.5796; 2029: 13.462; 2030: 13.4754; 2031: 13.8637; 2032: 14.0643; 2033: 13.4253; 2034: 13.733
INT CITY 7 | Gas/Oil:Combustion Turbine | DEF | DEF | 12.7959 | 12.9141 | 12.9157 | 12.7943 | 12.713 | 12.6635 | 12.9277 | 13.1877 | 13.1245 | 12.8486 | 13.0823 | 13.1897 | 13.0445 | 13.1718 | 12.8796 | 12.7606
INT CITY 8 | Gas/Oil:Combustion Turbine | DEF | DEF | 12.7637 | 12.7571 | 12.7638 | 12.5307 | 12.6245 | 12.4926 | 12.9798 | 13.0449 | 12.9271 | 12.8248 | 12.759 | 12.8748 | 12.7516 | 12.8762 | 12.6709 | 12.5828
INT CITY 9 | Gas/Oil:Combustion Turbine | DEF | DEF | 12.8896 | 12.6948 | 12.8311 | 12.5814 | 12.5227 | 12.5493 | 12.8303 | 12.905 | 13.0012 | 12.7025 | 12.8135 | 12.8575 | 12.7927 | 12.9097 | 12.6262 | 12.6808
INTER | Demand:Demand Response | DEF | DEF
Mulberry | Gas/Oil:Combined Cycle | DEF | DEF
NSG Vand CT 1 | Gas/Oil:Combustion Turbine | DEF | DEF | 2023: 10.3344; 2024: 10.3771; 2025: 10.3489; 2026: 10.3266; 2027: 10.3057
NSG Vand CT 2 | Gas/Oil:Combustion Turbine | DEF | DEF | 2023: 10.3246; 2024: 10.3801; 2025: 10.3564; 2026: 10.3248; 2027: 10.3702
NSG Vand CT 3 | Gas/Oil:Combustion Turbine | DEF | DEF | 2023: 10.3314; 2024: 10.3601; 2025: 10.3529; 2026: 10.3526; 2027: 10.3414
NSG Vand CT 4 | Gas/Oil:Combustion Turbine | DEF | DEF | 2023: 10.3333; 2024: 10.3734; 2025: 10.3655; 2026: 10.345; 2027: 10.342
Orange Cogen | Gas/Oil:Combined Cycle | DEF | DEF
Orlando Cogen | Gas/Oil:Combined Cycle | DEF | DEF
Osprey 1 0 | Gas/Oil:Combined Cycle | DEF | DEF | 2023: 7.0148; 2024: 7.0216
Osprey 1 1 | Gas/Oil:Combined Cycle | DEF | DEF | 2023: 6.8961; 2024: 6.8906
Osprey 1 2 | Gas/Oil:Combined Cycle | DEF | DEF | 2023: 8.2463; 2024: 8.1781
OspreyAcq | Gas/Oil:Combined Cycle | DEF | DEF |  | 6.9331 | 6.9625 | 6.9695 | 6.9917 | 6.9789 | 7.0162 | 7.0268 | 7.0288 | 7.0541 | 7.0311 | 7.045 | 7.046 | 7.047 | 7.0316 | 7.0535 | 7.0372 | 7.0642 | 7.0645
OspreyAcqDF | Gas/Oil:Combined Cycle | DEF | DEF |  | 8.3747 | 8.1851 | 8.1805 | 8.1852 | 8.1867 | 8.1816 | 8.1812 | 8.1858 | 8.1832 | 8.19 | 8.1755 | 8.1784 | 8.1761 | 8.1832 | 8.1799 | 8.1808 | 8.1836 | 8.1808
Pasco County | Renewable:Biomass | DEF | DEF
Pinellas County | Renewable:Biomass | DEF | DEF
Shady Hills 1 | Gas/Oil:Combustion Turbine | DEF | DEF | 2023: 10.4635; 2024: 10.4031
Shady Hills 2 | Gas/Oil:Combustion Turbine | DEF | DEF | 2023: 10.4507; 2024: 10.3924
Shady Hills 3 | Gas/Oil:Combustion Turbine | DEF | DEF | 2023: 10.4498; 2024: 10.3768
Solar 3rdParty Block 1 | Renewable:Solar PV | DEF | DEF
Solar 3rdParty Block 2 | Renewable:Solar PV | DEF | DEF
Solar 3rdParty Block 3 | Renewable:Solar PV | DEF | DEF
Solar DEF Bay Ranch | Renewable:Solar PV | DEF | DEF
Solar DEF Bay Trail | Renewable:Solar PV | DEF | DEF
Solar DEF Charlie Creek | Renewable:Solar PV | DEF | DEF
Solar DEF Columbia | Renewable:Solar PV | DEF | DEF
Solar DEF County Line | Renewable:Solar PV | DEF | DEF
Solar DEF Debary | Renewable:Solar PV | DEF | DEF
Solar DEF Duette | Renewable:Solar PV | DEF | DEF
Solar DEF Falmouth | Renewable:Solar PV | DEF | DEF
Solar DEF Fort Green | Renewable:Solar PV | DEF | DEF
Solar DEF Hamilton | Renewable:Solar PV | DEF | DEF
Solar DEF Hardeetown | Renewable:Solar PV | DEF | DEF
Solar DEF High Spring | Renewable:Solar PV | DEF | DEF
Solar DEF Hildreth | Renewable:Solar PV | DEF | DEF
Solar DEF Lake Placid | Renewable:Solar PV | DEF | DEF
Solar DEF Mule Creek | Renewable:Solar PV | DEF | DEF
Solar DEF NEW 1 | Renewable:Solar PV | DEF | DEF
Solar DEF NEW 1 PTC | Renewable:Solar PV | DEF | DEF
Solar DEF NEW 2 | Renewable:Solar PV | DEF | DEF
Solar DEF NEW 2 PTC | Renewable:Solar PV | DEF | DEF
Solar DEF NEW 3 | Renewable:Solar PV | DEF | DEF
Solar DEF NEW 3 PTC | Renewable:Solar PV | DEF | DEF
Solar DEF NEW 4 | Renewable:Solar PV | DEF | DEF
Solar DEF NEW 4 PTC | Renewable:Solar PV | DEF | DEF
Solar DEF NEW 6 PTC | Renewable:Solar PV | DEF | DEF
Solar DEF Osc Perry Suw | Renewable:Solar PV | DEF | DEF
Solar DEF Sandy Creek | Renewable:Solar PV | DEF | DEF
Solar DEF Santa Fe | Renewable:Solar PV | DEF | DEF
Solar DEF St Pete Pier | Renewable:Solar PV | DEF | DEF
Solar DEF Trenton | Renewable:Solar PV | DEF | DEF
Solar DEF Twin Rivers | Renewable:Solar PV | DEF | DEF
Solar DEF Winquepin | Renewable:Solar PV | DEF | DEF
Solar+Storage DEF NEW 1 | Renewable:Solar PV | DEF | DEF
Solar+Storage DEF NEW 1 PTC + ITC | Renewable:Solar PV | DEF | DEF
Standby | Demand:Demand Response | DEF | DEF
SUWANNEE_P 1 | Gas/Oil:Combustion Turbine | DEF | DEF | 12.3539 | 12.5603 | 12.6087 | 12.5878 | 12.5423 | 12.4764 | 12.612 | 12.6625 | 12.736 | 12.736 | 12.7578 | 12.4934
SUWANNEE_P 2 | Gas/Oil:Combustion Turbine | DEF | DEF | 12.6252 | 12.6775 | 12.6914 | 12.6497 | 12.8144 | 12.5594 | 12.7097 | 12.7395 | 12.7885 | 12.6844 | 12.7647 | 12.6152
SUWANNEE_P 3 | Gas/Oil:Combustion Turbine | DEF | DEF | 12.516 | 12.6052 | 12.6734 | 12.6195 | 12.6594 | 12.5345 | 12.704 | 12.659 | 12.8025 | 12.7254 | 12.8225 | 12.6516
Tigerbay 1 | Gas/Oil:Combined Cycle | DEF | DEF | 7.4487 | 7.4426 | 7.3189 | 7.3206 | 7.3373 | 7.3498 | 7.3151 | 7.3249 | 7.2997 | 7.3331 | 7.2905 | 7.3004 | 7.4912
U OF FL 1 | Gas/Oil:Combustion Turbine | DEF | DEF | 2023: 9.3799; 2024: 9.3778; 2025: 9.3842; 2026: 9.3842; 2027: 9.3839
Voltage Red | Demand:Demand Response | DEF | DEF
WaterHtr_PP | Demand:Demand Response | DEF | DEF
Group Totals
Resource | Type | BA | Area | 2023 | 2024 | 2025 | 2026 | 2027 | 2028 | 2029 | 2030 | 2031 | 2032 | 2033 | 2034 | 2035 | 2036 | 2037 | 2038 | 2039 | 2040 | 2041
Total | Coal:Conventional | DEF | DEF | 11.3227 | 11.1722 | 11.1809 | 11.2973 | 11.3468 | 11.1233 | 10.9814 | 10.7917 | 10.7646 | 10.7389 | 10.6714 | 10.5321
Total | Demand:Demand Response | DEF | DEF | 0 | 0 | 0 | 0 | 0 | 0 | 0 | 0 | 0 | 0 | 0 | 0 | 0 | 0 | 0 | 0 | 0 | 0 | 0
Total | Gas/Oil:Combined Cycle | DEF | DEF | 6.5913 | 6.7984 | 6.8401 | 6.9136 | 6.9057 | 6.9163 | 6.9035 | 6.9075 | 6.9179 | 6.9255 | 6.9262 | 6.9501 | 6.9842 | 6.9633 | 6.9917 | 6.9939 | 6.9807 | 6.9939 | 7.007
Total | Gas/Oil:Combustion Turbine | DEF | DEF | 10.5865 | 10.6715 | 10.704 | 10.6227 | 10.6516 | 12.8083 | 13.016 | 13.1404 | 13.2853 | 13.0821 | 13.1236 | 12.9789 | 12.4789 | 11.8796 | 11.8329 | 11.9931 | 10.5839 | 10.5668 | 10.6268
Total | Gas/Oil:Steam Turbine | DEF | DEF | 11.3528 | 11.2461 | 11.7812 | 11.6067 | 11.8263 | 11.8284 | 12.4944 | 12.7037 | 13.1452 | 13.3547 | 13.5127 | 12.5344 | 12.1501 | 12.02 | 11.7354 | 11.8132 | 11.1252 | 11.0395 | 11.1563
Total | Nuclear:Nuclear | DEF | DEF | 2038: 11.1516; 2039: 11.1499; 2040: 11.1498; 2041: 11.1496
Total | Renewable:Biomass | DEF | DEF | 0 | 0 | 0 | 0 | 0 | 0 | 0 | 0 | 0 | 0 | 0 | 0 | 0 | 0 | 0 | 0 | 0 | 0 | 0
Total | Renewable:Solar PV | DEF | DEF | 0 | 0 | 0 | 0 | 0 | 0 | 0 | 0 | 0 | 0 | 0 | 0 | 0 | 0 | 0 | 0 | 0 | 0 | 0
Total | Storage:Battery | DEF | DEF | [7 empty] | 0 | 0 | 0 | 0 | 0 | 0 | 0 | 0 | 0 | 0 | 0 | 0
Battery Case
Resource | Type | BA | Area | 2023 | 2024 | 2025 | 2026 | 2027 | 2028 | 2029 | 2030 | 2031 | 2032 | 2033 | 2034 | 2035 | 2036 | 2037 | 2038 | 2039 | 2040 | 2041
AC | Demand:Demand Response | DEF | DEF
Anclote 1 | Gas/Oil:Steam Turbine | DEF | DEF | 10.9412 | 10.8186 | 11.1763 | 11.0522 | 11.2786 | 11.3028 | 11.5613 | 11.9911 | 11.9043 | 11.9586 | 12.1531 | 11.6293 | 11.4015 | 11.2774 | 11.0662 | 11.2638 | 10.9219 | 10.9689 | 10.979
Anclote 2 | Gas/Oil:Steam Turbine | DEF | DEF | 11.7763 | 11.8187 | 12.3617 | 12.3093 | 12.4676 | 12.1669 | 13.6369 | 13.6435 | 13.9351 | 14.4852 | 14.8372 | 13.5745 | 12.867 | 12.7046 | 12.5306 | 12.4311 | 11.6443 | 10.9645 | 11.5266
As Avail | Gas/Oil:Combined Cycle | DEF | DEF
As Avail PCS | Renewable:Biomass | DEF | DEF
Bartow CC 1 0 | Gas/Oil:Combined Cycle | DEF | DEF | 7.1443 | 7.128 | 7.0727 | 7.0737 | 7.0872 | 7.082 | 7.0739 | 7.0776 | 7.0847 | 7.0957 | 7.0954 | 7.1044 | 7.1036 | 7.0864 | 7.0883 | 7.093 | 7.0965 | 7.0976 | 7.1115
Bartow CC 1 PAG | Gas/Oil:Combined Cycle | DEF | DEF | 8.6498 | 8.7186 | 8.5898 | 8.6827 | 8.7332 | 8.6245 | 8.5465 | 8.4912 | 8.4091 | 8.4731 | 8.4553 | 8.6361 | 8.6593 | 8.6263 | 8.6838 | 8.5595 | 8.6672 | 8.4685 | 8.5345
BARTOW_P 1 | Gas/Oil:Combustion Turbine | DEF | DEF | 2026: 14.3635
BARTOW_P 2 | Gas/Oil:Combustion Turbine | DEF | DEF | 14.6246 | 14.3228 | 14.899 | 13.7752 | 14.5581 | 13.7341 | 13.6733 | 14.18 | 14.2561 | 14.5252 | 13.9576 | 13.7867
BARTOW_P 3 | Gas/Oil:Combustion Turbine | DEF | DEF | 2026: 13.384; 2027: 16.8468
BARTOW_P 4 | Gas/Oil:Combustion Turbine | DEF | DEF | 13.525 | 13.2622 | 13.3105 | 13.1885 | 12.9501 | 13.1024 | 13.3335 | 13.462 | 13.1888 | 13.4039 | 13.4494 | 13.2331
Battery 2 Hours | Storage:Battery | DEF | DEF
Battery 4 Hours | Storage:Battery | DEF | DEF
BAYBORO_P 1 | Gas/Oil:Combustion Turbine | DEF | DEF | 2024: 14.5502
BAYBORO_P 2 | Gas/Oil:Combustion Turbine | DEF | DEF | 2023: 16.8599; 2024: 16.8599; 2025: 14.6274
BAYBORO_P 3 | Gas/Oil:Combustion Turbine | DEF | DEF
BAYBORO_P 4 | Gas/Oil:Combustion Turbine | DEF | DEF | 2024: 14.6294
Citrus CC 1 | Gas/Oil:Combined Cycle | DEF | DEF | 6.4899 | 6.4839 | 6.4787 | 6.4168 | 6.4226 | 6.4222 | 6.4298 | 6.4343 | 6.4379 | 6.4484 | 6.4489 | 6.4494 | 6.4421 | 6.4443 | 6.4437 | 6.4512 | 6.4421 | 6.4504 | 6.448
Citrus CC 1 Duct | Gas/Oil:Combined Cycle | DEF | DEF | 9.6859 | 9.6878 | 9.6875 | 9.6874 | 9.6871 | 9.6856 | 9.6881 | 9.6859 | 9.6871 | 9.6843 | 9.6846 | 9.6879 | 9.6894 | 9.6882 | 9.6883 | 9.6881 | 9.6888 | 9.6887 | 9.6872
Citrus CC 2 | Gas/Oil:Combined Cycle | DEF | DEF | 6.4877 | 6.4859 | 6.4877 | 6.4322 | 6.4132 | 6.4236 | 6.4233 | 6.4267 | 6.4426 | 6.4445 | 6.4477 | 6.4476 | 6.4433 | 6.4466 | 6.4472 | 6.4526 | 6.4453 | 6.4559 | 6.4522
Citrus CC 2 Duct | Gas/Oil:Combined Cycle | DEF | DEF | 9.6872 | 9.6892 | 9.6873 | 9.6875 | 9.6855 | 9.6881 | 9.6874 | 9.6874 | 9.6864 | 9.6859 | 9.6858 | 9.689 | 9.6892 | 9.6894 | 9.69 | 9.6901 | 9.69 | 9.688 | 9.688
Crystal 4 | Coal:Conventional | DEF | DEF | 11.4816 | 11.2846 | 11.3018 | 11.5693 | 11.5565 | 11.3475 | 11.0781 | 10.9316 | 10.8528 | 10.8848 | 10.7568 | 10.6078
Crystal 5 | Coal:Conventional | DEF | DEF | 10.9752 | 10.9845 | 10.9673 | 10.9594 | 11.0639 | 10.8577 | 10.7704 | 10.6022 | 10.6214 | 10.5848 | 10.548 | 10.3658
DEBARY 10 | Gas/Oil:Combustion Turbine | DEF | DEF | 2025: 13.4798; 2026: 13.2938; 2027: 14.875; 2028: 12.8003; 2029: 13.0446; 2030: 12.9099; 2033: 12.769; 2034: 14.1094; 2035: 13.7023
DEBARY 2 | Gas/Oil:Combustion Turbine | DEF | DEF | 2024: 12.5258
DEBARY 3 | Gas/Oil:Combustion Turbine | DEF | DEF | 2025: 12.4358; 2026: 13.0835; 2027: 13.1433
DEBARY 4 | Gas/Oil:Combustion Turbine | DEF | DEF | 2024: 12.4789; 2025: 12.9943; 2026: 12.8313
DEBARY 5 | Gas/Oil:Combustion Turbine | DEF | DEF | 2024: 14.5597
DEBARY 6 | Gas/Oil:Combustion Turbine | DEF | DEF | 2023: 14.1186; 2024: 12.8206; 2025: 17.7038; 2026: 12.717; 2027: 13.198
DEBARY 7 | Gas/Oil:Combustion Turbine | DEF | DEF | 13.0145 | 12.7212 | 12.5675 | 12.4469 | 12.4453 | 12.35 | 12.4953 | 12.5854 | 12.7831 | 12.4736 | 12.6268 | 12.6635 | 12.6798 | 12.5931
DEBARY 8 | Gas/Oil:Combustion Turbine | DEF | DEF | 13.4768 | 12.8287 | 12.992 | 12.7034 | 12.4258 | 12.4647 | 12.7612 | 12.7955 | 12.9728 | 12.6059 | 12.81 | 12.8103 | 12.7616 | 12.681
DEBARY 9 | Gas/Oil:Combustion Turbine | DEF | DEF | 13.4117 | 12.8796 | 13.0817 | 12.5372 | 12.5154 | 12.4807 | 12.6586 | 12.7722 | 12.9711 | 12.8552 | 12.8162 | 12.8397 | 12.8006 | 12.9275
DEF Nuclear GE X300 PTC | Nuclear:Nuclear | DEF | DEF | 2038: 11.1516; 2039: 11.1499; 2040: 11.1498; 2041: 11.1496
Gen 190MW CT | Gas/Oil:Combustion Turbine | DEF | DEF | 2034: 11.1116; 2035: 11.0318; 2036: 11.276; 2037: 11.1601; 2038: 11.5447; 2039: 10.4423; 2040: 10.4125; 2041: 10.4326
Gen 190MW CT Ave | Gas/Oil:Combustion Turbine | DEF | DEF | 2039: 10.4707; 2040: 10.4007; 2041: 10.4241
HEAT | Demand:Demand Response | DEF | DEF
Hines CC 1 | Gas/Oil:Combined Cycle | DEF | DEF | 7.2063 | 7.1783 | 7.1912 | 7.2958 | 7.2363 | 7.2847 | 7.2688 | 7.3113 | 7.2049 | 7.2912 | 7.2164 | 7.3372 | 7.2694 | 7.3185 | 7.2396 | 7.2909 | 7.0937
Hines CC 2 | Gas/Oil:Combined Cycle | DEF | DEF | 7.3132 | 7.3204 | 7.2058 | 7.1852 | 7.2015 | 7.2237 | 7.2237 | 7.237 | 7.2306 | 7.2274 | 7.2287 | 7.2327 | 7.2167 | 7.2221 | 7.1998 | 7.2081 | 7.2532 | 7.2101 | 7.238
Hines CC 3 | Gas/Oil:Combined Cycle | DEF | DEF | 7.0911 | 7.1001 | 7.1134 | 6.9907 | 6.9687 | 6.978 | 6.9831 | 6.9801 | 6.9798 | 6.9809 | 6.9758 | 6.9701 | 6.9635 | 6.9736 | 6.9657 | 6.9745 | 6.9726 | 6.9815 | 6.9768
Hines CC 4 | Gas/Oil:Combined Cycle | DEF | DEF | 7.0309 | 7.0242 | 7.0449 | 7.0572 | 7.06 | 6.9056 | 6.9157 | 6.9134 | 6.9178 | 6.9002 | 6.8967 | 6.9005 | 6.8985 | 6.8938 | 6.899 | 6.9012 | 6.9057 | 6.924 | 6.9246
INT CITY 1 | Gas/Oil:Combustion Turbine | DEF | DEF | 2024: 15.2749; 2025: 15.7685; 2026: 13.2202; 2027: 12.5136; 2028: 12.6193; 2029: 12.9888; 2030: 13.4372; 2031: 13.3441; 2032: 12.9347; 2033: 13.2202; 2034: 13.4988
INT CITY 10 | Gas/Oil:Combustion Turbine | DEF | DEF | 12.5911 | 12.6531 | 12.5286 | 12.3879 | 12.4091 | 12.3578 | 12.5834 | 12.5749 | 12.5862 | 12.6003 | 12.5712 | 12.7134 | 12.6551 | 12.741 | 12.5847 | 12.5782
INT CITY 11 | Gas/Oil:Combustion Turbine | DEF | DEF | 11.3438 | 12.3567 | 12.3405 | 12.0334 | 11.9537 | 11.0581 | 11.4441 | 11.4377 | 11.4855 | 11.6702 | 11.4091 | 12.3913 | 11.9214 | 12.3479 | 11.7732 | 12.177 | 11.3216 | 11.6926 | 11.5546
INT CITY 12 | Gas/Oil:Combustion Turbine | DEF | DEF | 12.1937 | 12.4729 | 12.2705 | 12.11 | 12.2107 | 12.2339 | 12.3503 | 12.4502 | 12.3638 | 12.4129 | 12.531 | 12.5556 | 12.5259 | 12.4684 | 12.3551 | 12.4926 | 12.44 | 12.5722 | 12.3404
INT CITY 13 | Gas/Oil:Combustion Turbine | DEF | DEF | 12.1742 | 12.392 | 12.3273 | 12.2137 | 12.1292 | 12.172 | 12.3033 | 12.3639 | 12.3097 | 12.2132 | 12.3818 | 12.4717 | 12.3879 | 12.4761 | 12.3879 | 12.4267 | 12.4355 | 12.4459 | 12.5173
INT CITY 14 | Gas/Oil:Combustion Turbine | DEF | DEF | 12.1688 | 12.4069 | 12.3024 | 12.1986 | 12.1671 | 12.1883 | 12.2421 | 12.3865 | 12.4076 | 12.2217 | 12.4152 | 12.4753 | 12.4598 | 12.4758 | 12.3677 | 12.4426 | 12.4969 | 12.5073 | 12.4603
INT CITY 2 | Gas/Oil:Combustion Turbine | DEF | DEF | 2028: 13.9497; 2029: 14.1168; 2030: 14.0194; 2031: 14.188; 2032: 15.1839; 2033: 13.9571
INT CITY 3 | Gas/Oil:Combustion Turbine | DEF | DEF | 2024: 15.5017; 2025: 15.5017; 2026: 15.0084; 2027: 14.3257; 2028: 13.2972; 2029: 13.1434; 2030: 13.4167; 2031: 13.8369; 2032: 14.2353; 2033: 13.3543; 2034: 15.1317
INT CITY 4 | Gas/Oil:Combustion Turbine | DEF | DEF | 2024: 14.2209; 2025: 15.4208; 2026: 14.3659; 2027: 12.6391; 2028: 13.8185; 2029: 13.1907; 2030: 13.4103; 2031: 13.6125; 2032: 14.2166; 2033: 13.3013; 2034: 13.6007
INT CITY 5 | Gas/Oil:Combustion Turbine | DEF | DEF | 2026: 15.1997; 2028: 13.473; 2029: 13.2955; 2030: 13.6262; 2031: 13.9794; 2032: 13.9405; 2033: 13.5583
INT CITY 6 | Gas/Oil:Combustion Turbine | DEF | DEF | 2024: 14.6791; 2025: 15.3015; 2026: 14.2239; 2027: 13.2345; 2028: 15.3015; 2029: 13.3007; 2030: 13.4978; 2031: 13.593; 2032: 14.1755; 2033: 13.3313; 2034: 14.852
INT CITY 7 | Gas/Oil:Combustion Turbine | DEF | DEF | 12.8016 | 12.9141 | 12.9157 | 12.7135 | 12.5487 | 12.5195 | 12.9072 | 12.9356 | 12.9124 | 12.7551 | 12.932 | 13.1987 | 13.0274 | 12.9777 | 12.7879 | 12.6241
INT CITY 8 | Gas/Oil:Combustion Turbine | DEF | DEF | 12.7534 | 12.7571 | 12.7638 | 12.4883 | 12.5721 | 12.4044 | 12.86 | 12.7716 | 12.7929 | 12.7385 | 12.7508 | 12.8026 | 12.7597 | 12.7929 | 12.649 | 12.6457
INT CITY 9 | Gas/Oil:Combustion Turbine | DEF | DEF | 12.9027 | 12.6948 | 12.8311 | 12.5662 | 12.4016 | 12.4325 | 12.7974 | 12.7828 | 12.7546 | 12.7175 | 12.6495 | 12.8158 | 12.775 | 12.7457 | 12.6575 | 12.6037
INTER | Demand:Demand Response | DEF | DEF
Mulberry | Gas/Oil:Combined Cycle | DEF | DEF
NSG Vand CT 1 | Gas/Oil:Combustion Turbine | DEF | DEF | 2023: 10.3274; 2024: 10.3771; 2025: 10.3489; 2026: 10.3198; 2027: 10.3553
NSG Vand CT 2 | Gas/Oil:Combustion Turbine | DEF | DEF | 2023: 10.3348; 2024: 10.3801; 2025: 10.3564; 2026: 10.3426; 2027: 10.3519
NSG Vand CT 3 | Gas/Oil:Combustion Turbine | DEF | DEF | 2023: 10.329; 2024: 10.3601; 2025: 10.3529; 2026: 10.3661; 2027: 10.3038
NSG Vand CT 4 | Gas/Oil:Combustion Turbine | DEF | DEF | 2023: 10.3345; 2024: 10.3734; 2025: 10.3655; 2026: 10.3481; 2027: 10.3827
Orange Cogen | Gas/Oil:Combined Cycle | DEF | DEF
Orlando Cogen | Gas/Oil:Combined Cycle | DEF | DEF
Osprey 1 0 | Gas/Oil:Combined Cycle | DEF | DEF | 2023: 7.0143; 2024: 7.0216
Osprey 1 1 | Gas/Oil:Combined Cycle | DEF | DEF | 2023: 6.8969; 2024: 6.8906
Osprey 1 2 | Gas/Oil:Combined Cycle | DEF | DEF | 2023: 8.246; 2024: 8.1781
OspreyAcq | Gas/Oil:Combined Cycle | DEF | DEF |  | 6.9331 | 6.9625 | 6.968 | 6.9809 | 6.9745 | 7.0097 | 7.0231 | 7.0306 | 7.0534 | 7.0302 | 7.045 | 7.0459 | 7.0513 | 7.0317 | 7.0544 | 7.0403 | 7.0689 | 7.0658
OspreyAcqDF | Gas/Oil:Combined Cycle | DEF | DEF |  | 8.3747 | 8.1851 | 8.1805 | 8.1857 | 8.1871 | 8.1818 | 8.1817 | 8.1821 | 8.1853 | 8.1923 | 8.1761 | 8.1791 | 8.1762 | 8.1835 | 8.1817 | 8.1803 | 8.1823 | 8.1816
Pasco County | Renewable:Biomass | DEF | DEF
Pinellas County | Renewable:Biomass | DEF | DEF
Shady Hills 1 | Gas/Oil:Combustion Turbine | DEF | DEF | 2023: 10.4508; 2024: 10.4031
Shady Hills 2 | Gas/Oil:Combustion Turbine | DEF | DEF | 2023: 10.4266; 2024: 10.3924
Shady Hills 3 | Gas/Oil:Combustion Turbine | DEF | DEF | 2023: 10.4554; 2024: 10.3768
Solar 3rdParty Block 1 | Renewable:Solar PV | DEF | DEF
Solar 3rdParty Block 2 | Renewable:Solar PV | DEF | DEF
Solar 3rdParty Block 3 | Renewable:Solar PV | DEF | DEF
Solar DEF Bay Ranch | Renewable:Solar PV | DEF | DEF
Solar DEF Bay Trail | Renewable:Solar PV | DEF | DEF
Solar DEF Charlie Creek | Renewable:Solar PV | DEF | DEF
Solar DEF Columbia | Renewable:Solar PV | DEF | DEF
Solar DEF County Line | Renewable:Solar PV | DEF | DEF
Solar DEF Debary | Renewable:Solar PV | DEF | DEF
Solar DEF Duette | Renewable:Solar PV | DEF | DEF
Solar DEF Falmouth | Renewable:Solar PV | DEF | DEF
Solar DEF Fort Green | Renewable:Solar PV | DEF | DEF
Solar DEF Hamilton | Renewable:Solar PV | DEF | DEF
Solar DEF Hardeetown | Renewable:Solar PV | DEF | DEF
Solar DEF High Spring | Renewable:Solar PV | DEF | DEF
Solar DEF Hildreth | Renewable:Solar PV | DEF | DEF
Solar DEF Lake Placid | Renewable:Solar PV | DEF | DEF
Solar DEF Mule Creek | Renewable:Solar PV | DEF | DEF
Solar DEF NEW 1 | Renewable:Solar PV | DEF | DEF
Solar DEF NEW 1 PTC | Renewable:Solar PV | DEF | DEF
Solar DEF NEW 2 | Renewable:Solar PV | DEF | DEF
Solar DEF NEW 2 PTC | Renewable:Solar PV | DEF | DEF
Solar DEF NEW 3 | Renewable:Solar PV | DEF | DEF
Solar DEF NEW 3 PTC | Renewable:Solar PV | DEF | DEF
Solar DEF NEW 4 | Renewable:Solar PV | DEF | DEF
Solar DEF NEW 4 PTC | Renewable:Solar PV | DEF | DEF
Solar DEF NEW 6 PTC | Renewable:Solar PV | DEF | DEF
Solar DEF Osc Perry Suw | Renewable:Solar PV | DEF | DEF
Solar DEF Sandy Creek | Renewable:Solar PV | DEF | DEF
Solar DEF Santa Fe | Renewable:Solar PV | DEF | DEF
Solar DEF St Pete Pier | Renewable:Solar PV | DEF | DEF
Solar DEF Trenton | Renewable:Solar PV | DEF | DEF
Solar DEF Twin Rivers | Renewable:Solar PV | DEF | DEF
Solar DEF Winquepin | Renewable:Solar PV | DEF | DEF
Solar+Storage DEF NEW 1 | Renewable:Solar PV | DEF | DEF
Solar+Storage DEF NEW 1 PTC + ITC | Renewable:Solar PV | DEF | DEF
Standby | Demand:Demand Response | DEF | DEF
SUWANNEE_P 1 | Gas/Oil:Combustion Turbine | DEF | DEF | 12.3762 | 12.5603 | 12.6087 | 12.5491 | 12.4467 | 12.4082 | 12.6421 | 12.6695 | 12.623 | 12.6986 | 12.6879 | 12.4705
SUWANNEE_P 2 | Gas/Oil:Combustion Turbine | DEF | DEF | 12.5904 | 12.6775 | 12.6914 | 12.6484 | 12.7954 | 12.4951 | 12.7035 | 12.7139 | 12.6921 | 12.6735 | 12.6892 | 12.5668
SUWANNEE_P 3 | Gas/Oil:Combustion Turbine | DEF | DEF | 12.5112 | 12.6052 | 12.6734 | 12.6201 | 12.5773 | 12.4706 | 12.682 | 12.6787 | 12.7036 | 12.6852 | 12.7634 | 12.5499
Tigerbay 1 | Gas/Oil:Combined Cycle | DEF | DEF | 7.4508 | 7.4426 | 7.3189 | 7.3205 | 7.3248 | 7.3474 | 7.3148 | 7.3102 | 7.3023 | 7.3127 | 7.2824 | 7.2981 | 7.4929
U OF FL 1 | Gas/Oil:Combustion Turbine | DEF | DEF | 2023: 9.3799; 2024: 9.3778; 2025: 9.3842; 2026: 9.3842; 2027: 9.3838
Voltage Red | Demand:Demand Response | DEF | DEF
WaterHtr_PP | Demand:Demand Response | DEF | DEF
Group Totals
Resource | Type | BA | Area | 2023 | 2024 | 2025 | 2026 | 2027 | 2028 | 2029 | 2030 | 2031 | 2032 | 2033 | 2034 | 2035 | 2036 | 2037 | 2038 | 2039 | 2040 | 2041
Total | Coal:Conventional | DEF | DEF | 11.3317 | 11.1722 | 11.1809 | 11.2914 | 11.3876 | 11.1444 | 10.9821 | 10.7904 | 10.7604 | 10.7352 | 10.6704 | 10.5237
Total | Demand:Demand Response | DEF | DEF | 0 | 0 | 0 | 0 | 0 | 0 | 0 | 0 | 0 | 0 | 0 | 0 | 0 | 0 | 0 | 0 | 0 | 0 | 0
Total | Gas/Oil:Combined Cycle | DEF | DEF | 6.5916 | 6.7984 | 6.8401 | 6.9137 | 6.9005 | 6.9141 | 6.9004 | 6.9021 | 6.9222 | 6.9294 | 6.9303 | 6.9528 | 6.9889 | 6.9671 | 6.9952 | 6.9964 | 6.9835 | 6.9991 | 7.0119
Total | Gas/Oil:Combustion Turbine | DEF | DEF | 10.5857 | 10.6715 | 10.704 | 10.6363 | 10.5319 | 12.7051 | 12.939 | 13.0246 | 13.1198 | 13.0317 | 13.0361 | 12.8973 | 12.454 | 11.8736 | 11.8117 | 11.9903 | 10.595 | 10.5553 | 10.6131
Total | Gas/Oil:Steam Turbine | DEF | DEF | 11.357 | 11.2461 | 11.7812 | 11.5866 | 11.8233 | 11.77 | 12.4808 | 12.7188 | 13.1157 | 13.2028 | 13.4749 | 12.4777 | 12.103 | 11.9744 | 11.7331 | 11.7599 | 11.1216 | 11.0748 | 11.1751
Total | Nuclear:Nuclear | DEF | DEF | 2038: 11.1516; 2039: 11.1499; 2040: 11.1498; 2041: 11.1496
Total | Renewable:Biomass | DEF | DEF | 0 | 0 | 0 | 0 | 0 | 0 | 0 | 0 | 0 | 0 | 0 | 0 | 0 | 0 | 0 | 0 | 0 | 0 | 0
Total | Renewable:Solar PV | DEF | DEF | 0 | 0 | 0 | 0 | 0 | 0 | 0 | 0 | 0 | 0 | 0 | 0 | 0 | 0 | 0 | 0 | 0 | 0 | 0
Total | Storage:Battery | DEF | DEF |  |  |  |  | 0 | 0 | 0 | 0 | 0 | 0 | 0 | 0 | 0 | 0 | 0 | 0 | 0 | 0 | 0

## Dispatch Price
Dispatch Price ($/MWh)
Base Case
Resource | Type | BA | Area | 2023 | 2024 | 2025 | 2026 | 2027 | 2028 | 2029 | 2030 | 2031 | 2032 | 2033 | 2034 | 2035 | 2036 | 2037 | 2038 | 2039 | 2040 | 2041
AC | Demand:Demand Response | DEF | DEF
Anclote 1 | Gas/Oil:Steam Turbine | DEF | DEF | 72.4802 | 60.3291 | 62.4718 | 59.3893 | 62.1745 | 65.5063 | 67.4033 | 69.2684 | 75.0366 | 74.5572 | 76.1515 | 72.8362 | 72.7558 | 72.1551 | 73.6364 | 77.4099 | 77.0497 | 83.9117 | 85.2836
Anclote 2 | Gas/Oil:Steam Turbine | DEF | DEF | 76.1872 | 65.3454 | 68.2926 | 67.5664 | 70.6298 | 71.2853 | 79.9831 | 79.1642 | 81.5055 | 89.9405 | 99.7368 | 86.1698 | 81.8261 | 81.582 | 84.7994 | 90.4021 | 81.0587 | 82.2805 | 91.7889
As Avail | Gas/Oil:Combined Cycle | DEF | DEF | 56.5794 | 52.6401 | 43.3262 | 42.9861 | 45.4424 | 49.2201 | 61.9357 | 50.169 | 43.4737 | 40.5065 | 42.2302 | 44.6894 | 43.4731 | 51.2582 | 47.6143 | 51.2546 | 48.8609 | 47.174 | 56.6819
As Avail PCS | Renewable:Biomass | DEF | DEF | 56.7979 | 49.0225 | 44.2094 | 42.493 | 47.8889 | 52.1949 | 52.0943 | 47.6227 | 43.9005 | 40.1915 | 40.4423 | 44.0824 | 40.7828 | 46.5404 | 48.2434 | 53.3787 | 49.7278 | 53.4826 | 53.2263
Bartow CC 1 0 | Gas/Oil:Combined Cycle | DEF | DEF | 49.6251 | 41.5283 | 39.6246 | 39.1752 | 40.0184 | 40.881 | 41.108 | 40.295 | 40.4922 | 41.6631 | 42.9 | 44.171 | 44.6002 | 45.404 | 47.2383 | 48.7157 | 50.6632 | 52.9415 | 55.446
Bartow CC 1 PAG | Gas/Oil:Combined Cycle | DEF | DEF | 57.8936 | 49.7011 | 48.0529 | 47.7666 | 49.01 | 50.0169 | 49.8962 | 48.8014 | 48.8534 | 50.2717 | 51.6189 | 53.9626 | 54.5793 | 55.6182 | 58.2849 | 59.4331 | 62.294 | 63.9029 | 67.6147
BARTOW_P 1 | Gas/Oil:Combustion Turbine | DEF | DEF | 2026: 302.7139
BARTOW_P 2 | Gas/Oil:Combustion Turbine | DEF | DEF | 111.1453 | 98.0524 | 101.9517 | 94.1265 | 105.8658 | 99.9235 | 92.9436 | 93.6038 | 96.7939 | 99.3566 | 96.9473 | 95.526
BARTOW_P 3 | Gas/Oil:Combustion Turbine | DEF | DEF | 2026: 279.3359
BARTOW_P 4 | Gas/Oil:Combustion Turbine | DEF | DEF | 109.8126 | 97.5442 | 87.2602 | 82.4379 | 87.3817 | 87.4607 | 87.5157 | 88.9785 | 91.8463 | 90.4411 | 91.5364 | 95.4982
Battery 4 Hours | Storage:Battery | DEF | DEF
BAYBORO_P 1 | Gas/Oil:Combustion Turbine | DEF | DEF | 2024: 317.812
BAYBORO_P 2 | Gas/Oil:Combustion Turbine | DEF | DEF | 2023: 407.8868; 2024: 381.4335; 2025: 305.4313
BAYBORO_P 3 | Gas/Oil:Combustion Turbine | DEF | DEF
BAYBORO_P 4 | Gas/Oil:Combustion Turbine | DEF | DEF | 2024: 323.1634
Citrus CC 1 | Gas/Oil:Combined Cycle | DEF | DEF | 44.2136 | 36.8816 | 35.1481 | 34.3443 | 34.3599 | 35.0558 | 35.3097 | 34.6248 | 34.8006 | 36.01 | 36.9143 | 38.2418 | 39.0947 | 40.1019 | 41.1617 | 43.3105 | 44.8463 | 47.1977 | 49.3329
Citrus CC 1 Duct | Gas/Oil:Combined Cycle | DEF | DEF | 59.9092 | 50.6743 | 48.8684 | 48.0935 | 48.3489 | 50.2095 | 49.8301 | 49.072 | 49.3859 | 50.729 | 52.2108 | 53.342 | 53.7916 | 55.4188 | 57.2651 | 59.6291 | 61.4532 | 65.3738 | 67.3979
Citrus CC 2 | Gas/Oil:Combined Cycle | DEF | DEF | 44.7954 | 37.0314 | 35.102 | 34.1656 | 34.4497 | 35.0929 | 35.0501 | 34.5154 | 34.6195 | 36.0571 | 37.1061 | 38.1482 | 39.2454 | 40.1743 | 41.4383 | 43.2386 | 44.9404 | 46.7365 | 49.7371
Citrus CC 2 Duct | Gas/Oil:Combined Cycle | DEF | DEF | 59.7253 | 50.2406 | 48.6839 | 47.5651 | 48.4282 | 49.8415 | 49.6643 | 48.8045 | 49.2153 | 50.4378 | 52.0469 | 53.1723 | 53.9495 | 55.367 | 57.2306 | 59.4478 | 61.5922 | 64.2357 | 67.9804
Crystal 4 | Coal:Conventional | DEF | DEF | 94.5439 | 77.2786 | 70.5826 | 73.1754 | 75.3251 | 70.8499 | 63.7633 | 54.6905 | 48.1748 | 49.3437 | 49.6495 | 50.7044
Crystal 5 | Coal:Conventional | DEF | DEF | 91.592 | 76.9251 | 68.8541 | 70.2835 | 73.2679 | 69.1246 | 63.4513 | 53.3796 | 47.3711 | 48.2637 | 49.0886 | 50.5414
DEBARY 10 | Gas/Oil:Combustion Turbine | DEF | DEF | 2025: 275.7109; 2026: 282.6701; 2028: 262.8798; 2029: 249.8938; 2030: 217.8219; 2032: 233.8411; 2033: 214.2525; 2034: 268.3107; 2035: 265.6116
DEBARY 2 | Gas/Oil:Combustion Turbine | DEF | DEF | 2024: 274.2882
DEBARY 3 | Gas/Oil:Combustion Turbine | DEF | DEF | 2025: 267.7168; 2026: 262.0145; 2027: 429.2317
DEBARY 4 | Gas/Oil:Combustion Turbine | DEF | DEF | 2024: 272.6635; 2025: 291.1691; 2026: 270.4063; 2027: 342.6721
DEBARY 5 | Gas/Oil:Combustion Turbine | DEF | DEF | 2024: 348.8695; 2027: 296.4787
DEBARY 6 | Gas/Oil:Combustion Turbine | DEF | DEF | 2023: 369.6812; 2024: 275.3865; 2025: 475.2371; 2026: 283.1839; 2027: 307.9966
DEBARY 7 | Gas/Oil:Combustion Turbine | DEF | DEF | 103.099 | 82.033 | 80.5863 | 77.5403 | 83.629 | 83.2639 | 83.7567 | 85.4151 | 87.6602 | 87.0411 | 92.421 | 97.4251 | 95.4049 | 97.2456
DEBARY 8 | Gas/Oil:Combustion Turbine | DEF | DEF | 105.4057 | 81.8762 | 82.6554 | 77.5405 | 82.0689 | 84.9244 | 86.164 | 85.6803 | 92.5263 | 89.9416 | 93.714 | 98.8931 | 94.7465 | 93.1897
DEBARY 9 | Gas/Oil:Combustion Turbine | DEF | DEF | 102.9591 | 81.9736 | 83.955 | 78.4743 | 82.6022 | 84.7154 | 84.9238 | 85.4161 | 92.2439 | 91.0651 | 92.4165 | 92.8895 | 92.5128 | 97.8899
DEF Nuclear GE X300 PTC | Nuclear:Nuclear | DEF | DEF | 2038: -41.3597; 2039: -42.0978; 2040: -43.1227; 2041: -42.9137
Gen 190MW CT | Gas/Oil:Combustion Turbine | DEF | DEF | 2034: 102.9102; 2035: 93.9744; 2036: 80.2266; 2037: 81.9886; 2038: 86.9586; 2039: 78.5943; 2040: 83.2807; 2041: 87.1448
Gen 190MW CT Ave | Gas/Oil:Combustion Turbine | DEF | DEF | 2039: 79.0406; 2040: 83.6754; 2041: 87.9205
HEAT | Demand:Demand Response | DEF | DEF
Hines CC 1 | Gas/Oil:Combined Cycle | DEF | DEF | 49.4208 | 43.5299 | 41.2216 | 41.9459 | 42.2236 | 43.7385 | 44.0028 | 43.6489 | 44.9702 | 45.8173 | 47.2118 | 48.2149 | 48.5417 | 49.4803 | 51.1765 | 53.256 | 57.2829
Hines CC 2 | Gas/Oil:Combined Cycle | DEF | DEF | 50.9956 | 42.2935 | 39.8377 | 39.7232 | 40.6394 | 42.4835 | 42.2565 | 42.1606 | 43.0001 | 44.2989 | 45.47 | 46.3412 | 47.2128 | 48.1281 | 50.0125 | 51.7891 | 53.7997 | 56.7342 | 59.5287
Hines CC 3 | Gas/Oil:Combined Cycle | DEF | DEF | 49.8632 | 41.4134 | 40.7203 | 38.9221 | 39.6778 | 40.7788 | 41.1982 | 40.4643 | 41.1433 | 42.4365 | 43.9968 | 44.8483 | 45.7551 | 46.7317 | 48.4397 | 50.3196 | 52.169 | 54.7131 | 57.3239
Hines CC 4 | Gas/Oil:Combined Cycle | DEF | DEF | 49.4316 | 40.1756 | 38.394 | 38.4656 | 39.3104 | 38.9455 | 39.3418 | 38.4973 | 38.9892 | 40.2856 | 41.6917 | 42.8578 | 43.5801 | 44.3245 | 45.9258 | 47.7047 | 49.7203 | 52.2425 | 54.4461
INT CITY 1 | Gas/Oil:Combustion Turbine | DEF | DEF | 2024: 338.1047; 2025: 330.5547; 2026: 277.132; 2027: 350.5404; 2028: 244.8181; 2029: 242.6187; 2030: 233.0603; 2031: 229.5806; 2032: 221.6725; 2033: 231.706; 2034: 242.0101
INT CITY 10 | Gas/Oil:Combustion Turbine | DEF | DEF | 99.5816 | 79.8088 | 77.4335 | 78.6098 | 83.941 | 84.8463 | 82.3128 | 81.3483 | 84.3188 | 89.0906 | 87.7311 | 95.3382 | 92.0929 | 92.3844 | 90.4907 | 97.494
INT CITY 11 | Gas/Oil:Combustion Turbine | DEF | DEF | 280.0905 | 283.8705 | 271.5539 | 269.3646 |  | 243.1302 | 222.6871 | 204.5649 | 214.8922 | 223.3959 | 203.1967 | 263.8801 | 261.7513 | 283.2318 | 259.2225 | 248.876 | 249.7361 | 242.9708 | 319.7735
INT CITY 12 | Gas/Oil:Combustion Turbine | DEF | DEF | 87.5232 | 75.1743 | 74.6945 | 72.8001 | 80.4478 | 77.9369 | 76.2845 | 75.6134 | 78.9306 | 82.2106 | 81.5989 | 83.9201 | 82.6626 | 83.6585 | 86.1385 | 93.2581 | 101.5464 | 105.1923 | 115.155
INT CITY 13 | Gas/Oil:Combustion Turbine | DEF | DEF | 87.5631 | 75.4065 | 74.9011 | 73.2842 | 77.8235 | 78.7893 | 76.3444 | 78.924 | 78.977 | 78.2079 | 81.8137 | 82.2991 | 82.1169 | 83.6458 | 86.2326 | 93.1535 | 104.344 | 117.8396 | 119.8879
INT CITY 14 | Gas/Oil:Combustion Turbine | DEF | DEF | 92.6822 | 75.8625 | 73.6367 | 71.8785 | 78.6543 | 78.6132 | 77.8157 | 76.799 | 77.7267 | 79.2619 | 82.0778 | 83.6165 | 82.678 | 82.4753 | 84.9564 | 92.6292 | 105.9445 | 114.9632 | 113.3957
INT CITY 2 | Gas/Oil:Combustion Turbine | DEF | DEF | 2028: 274.3165; 2029: 274.678; 2030: 243.1006; 2031: 232.883; 2032: 274.3885; 2033: 241.5864
INT CITY 3 | Gas/Oil:Combustion Turbine | DEF | DEF | 2024: 335.5227; 2025: 315.8656; 2026: 294.3296; 2028: 277.7461; 2029: 251.8685; 2030: 233.156; 2031: 235.1605; 2032: 261.9654; 2033: 234.6792; 2034: 276.9458
INT CITY 4 | Gas/Oil:Combustion Turbine | DEF | DEF | 2024: 307.2809; 2025: 318.5196; 2026: 301.9213; 2027: 348.8293; 2028: 264.82; 2029: 251.0257; 2030: 235.6089; 2031: 239.9743; 2032: 252.1437; 2033: 234.3112; 2034: 269.4374
INT CITY 5 | Gas/Oil:Combustion Turbine | DEF | DEF | 2026: 313.398; 2028: 269.2339; 2029: 249.9592; 2030: 234.6881; 2031: 242.4904; 2032: 246.8706; 2033: 235.3281
INT CITY 6 | Gas/Oil:Combustion Turbine | DEF | DEF | 2024: 319.3486; 2025: 314.7054; 2026: 302.7162; 2027: 336.1621; 2028: 275.7903; 2029: 250.974; 2030: 233.4698; 2031: 235.1868; 2032: 249.6327; 2033: 235.4699; 2034: 253.262
INT CITY 7 | Gas/Oil:Combustion Turbine | DEF | DEF | 96.6533 | 78.1457 | 79.0036 | 82.1535 | 83.2082 | 83.0213 | 87.0014 | 87.5403 | 90.8354 | 89.8672 | 94.5387 | 92.4644 | 89.3965 | 91.7675 | 91.4616 | 95.5011
INT CITY 8 | Gas/Oil:Combustion Turbine | DEF | DEF | 95.1555 | 79.1758 | 78.0236 | 78.6849 | 82.127 | 82.7606 | 85.6868 | 84.4177 | 86.8422 | 88.4285 | 88.3261 | 90.103 | 88.5426 | 90.5606 | 90.1556 | 95.7942
INT CITY 9 | Gas/Oil:Combustion Turbine | DEF | DEF | 99.1328 | 77.6709 | 79.0373 | 78.3142 | 82.3167 | 82.7921 | 84.4289 | 83.2064 | 86.8461 | 87.0347 | 88.8945 | 89.9512 | 88.0452 | 90.411 | 89.3667 | 97.9173
INTER | Demand:Demand Response | DEF | DEF
Mulberry | Gas/Oil:Combined Cycle | DEF | DEF | 2023: 71.05; 2024: 43.58
NSG Vand CT 1 | Gas/Oil:Combustion Turbine | DEF | DEF | 2023: 73.2855; 2024: 60.4241; 2025: 60.745; 2026: 62.6941; 2027: 66.4237
NSG Vand CT 2 | Gas/Oil:Combustion Turbine | DEF | DEF | 2023: 73.3719; 2024: 60.4656; 2025: 60.1186; 2026: 62.0865; 2027: 62.7187
NSG Vand CT 3 | Gas/Oil:Combustion Turbine | DEF | DEF | 2023: 73.6864; 2024: 61.1462; 2025: 60.7701; 2026: 60.8274; 2027: 65.7667
NSG Vand CT 4 | Gas/Oil:Combustion Turbine | DEF | DEF | 2023: 73.1755; 2024: 60.316; 2025: 59.5164; 2026: 60.839; 2027: 67.2953
Orange Cogen | Gas/Oil:Combined Cycle | DEF | DEF | 2023: 87.21; 2024: 53.49; 2025: 55.1
Orlando Cogen | Gas/Oil:Combined Cycle | DEF | DEF | 2023: 107.1333
Osprey 1 0 | Gas/Oil:Combined Cycle | DEF | DEF | 2023: 48.9899; 2024: 41.9116
Osprey 1 1 | Gas/Oil:Combined Cycle | DEF | DEF | 2023: 47.953; 2024: 40.9468
Osprey 1 2 | Gas/Oil:Combined Cycle | DEF | DEF | 2023: 50.001; 2024: 41.7789
OspreyAcq | Gas/Oil:Combined Cycle | DEF | DEF |  | 40.352 | 38.2536 | 37.4565 | 38.5535 | 39.0261 | 39.6941 | 39.2478 | 39.3219 | 41.2849 | 42.6853 | 43.6949 | 44.4578 | 45.0191 | 46.4736 | 49.3119 | 50.7247 | 53.057 | 56.3007
OspreyAcqDF | Gas/Oil:Combined Cycle | DEF | DEF |  | 46.3891 | 40.8547 | 40.2941 | 41.2537 | 42.4587 | 42.4443 | 41.5946 | 41.8813 | 42.8569 | 44.3951 | 45.0942 | 45.902 | 46.8721 | 48.6785 | 50.4299 | 52.3117 | 54.7015 | 57.3583
Pasco County | Renewable:Biomass | DEF | DEF | 29.84 | 30.88 | 44.0292 | 46.9286 | 46.1557 | 50.6204 | 56.5336 | 51.6801 | 40.9874 | 41.9967 | 44.5287 | 42.6355 | 42.7402 | 43.3486 | 55.5546 | 49.9338 | 50.1445 | 49.3705 | 50.7877
Pinellas County | Renewable:Biomass | DEF | DEF | 29.84 | 30.88 | 44.7838 | 48.1268 | 42.1493 | 45.1242 | 54.7405 | 52.778 | 42.4821 | 41.74 | 48.5382 | 46.0316 | 45.4163 | 44.6232 | 47.538 | 48.9165 | 51.0206 | 50.0766 | 51.339
Shady Hills 1 | Gas/Oil:Combustion Turbine | DEF | DEF | 2023: 75.5738; 2024: 84.7564
Shady Hills 2 | Gas/Oil:Combustion Turbine | DEF | DEF | 2023: 75.7834; 2024: 78.7856
Shady Hills 3 | Gas/Oil:Combustion Turbine | DEF | DEF | 2023: 73.9964; 2024: 102.7145
Solar 3rdParty Block 1 | Renewable:Solar PV | DEF | DEF |  | 50.8457 | 41.6196 | 42.8145 | 39.9007 | 42.9367 | 42.4416 | 37.5246 | 31.9556 | 28.6234 | 29.2953 | 26.6595 | 26.4675 | 28.5567 | 30.4548 | 28.7542 | 28.943 | 29.819 | 28.7739
Solar 3rdParty Block 2 | Renewable:Solar PV | DEF | DEF | 2032: 34.2695; 2033: 29.2953; 2034: 29.7858; 2035: 26.4675; 2036: 30.4258; 2037: 30.4548; 2038: 29.845; 2039: 28.943; 2040: 29.819; 2041: 28.7739
Solar 3rdParty Block 3 | Renewable:Solar PV | DEF | DEF | 2040: 38.3584; 2041: 28.7739
Solar DEF Bay Ranch | Renewable:Solar PV | DEF | DEF | 2023: -33.1525; 2024: -36.1664; 2025: -36.1664; 2026: -36.1664; 2027: -40.1849; 2028: -40.1849; 2029: -43.5336; 2030: -43.5336; 2031: -43.5336; 2032: -46.8823; 2033: -15.4289
Solar DEF Bay Trail | Renewable:Solar PV | DEF | DEF | 2023: -33.1525; 2024: -36.1664; 2025: -36.1664; 2026: -36.1664; 2027: -40.1849; 2028: -40.1849; 2029: -43.5336; 2030: -43.5336; 2031: -43.5336; 2032: -41.1071
Solar DEF Charlie Creek | Renewable:Solar PV | DEF | DEF | 2023: -33.1525; 2024: -36.1664; 2025: -36.1664; 2026: -36.1664; 2027: -40.1848; 2028: -40.1849; 2029: -43.5336; 2030: -43.5336; 2031: -43.5336; 2032: -33.891
Solar DEF Columbia | Renewable:Solar PV | DEF | DEF
Solar DEF County Line | Renewable:Solar PV | DEF | DEF | 2025: -34.9608; 2026: -36.1664; 2027: -41.5243; 2028: -41.5243; 2029: -42.8638; 2030: -42.8638; 2031: -44.2033; 2032: -45.5428; 2033: -45.5428; 2034: -46.8823; 2035: -3.5463
Solar DEF Debary | Renewable:Solar PV | DEF | DEF
Solar DEF Duette | Renewable:Solar PV | DEF | DEF
Solar DEF Falmouth | Renewable:Solar PV | DEF | DEF | 2024: -36.1664; 2025: -36.1664; 2026: -36.1664; 2027: -40.1849; 2028: -40.1849; 2029: -43.5336; 2030: -43.5336; 2031: -43.5336; 2032: -46.8823; 2033: -46.8823; 2034: -6.9193
Solar DEF Fort Green | Renewable:Solar PV | DEF | DEF | 2023: -33.1525; 2024: -36.1664; 2025: -36.1664; 2026: -36.1664; 2027: -40.1849; 2028: -40.1849; 2029: -43.5336; 2030: -43.5336; 2031: -43.5336; 2032: -24.9602
Solar DEF Hamilton | Renewable:Solar PV | DEF | DEF
Solar DEF Hardeetown | Renewable:Solar PV | DEF | DEF | 2023: -33.1525; 2024: -36.1664; 2025: -36.1664; 2026: -36.1664; 2027: -40.1849; 2028: -40.1849; 2029: -43.5336; 2030: -43.5336; 2031: -43.5336; 2032: -46.8823; 2033: -15.4161
Solar DEF High Spring | Renewable:Solar PV | DEF | DEF | 2023: -33.1525; 2024: -36.1664; 2025: -36.1664; 2026: -36.1664; 2027: -40.1849; 2028: -40.1849; 2029: -43.5336; 2030: -43.5336; 2031: -43.5336; 2032: -46.8823; 2033: -24.826
Solar DEF Hildreth | Renewable:Solar PV | DEF | DEF | 2023: -33.1525; 2024: -36.1664; 2025: -36.1664; 2026: -36.1664; 2027: -40.1849; 2028: -40.1849; 2029: -43.5336; 2030: -43.5336; 2031: -43.5336; 2032: -46.8823; 2033: -15.4054
Solar DEF Lake Placid | Renewable:Solar PV | DEF | DEF
Solar DEF Mule Creek | Renewable:Solar PV | DEF | DEF | 2024: -36.1664; 2025: -36.1664; 2026: -36.1664; 2027: -40.1849; 2028: -40.1849; 2029: -43.5336; 2030: -43.5336; 2031: -43.5336; 2032: -46.8823; 2033: -46.8823; 2034: -3.5115
Solar DEF NEW 1 | Renewable:Solar PV | DEF | DEF
Solar DEF NEW 1 PTC | Renewable:Solar PV | DEF | DEF | 2025: -34.9608; 2026: -36.1664; 2027: -41.5243; 2028: -41.5243; 2029: -42.8638; 2030: -42.8638; 2031: -44.2033; 2032: -45.5428; 2033: -45.5428; 2034: -46.8823
Solar DEF NEW 2 | Renewable:Solar PV | DEF | DEF
Solar DEF NEW 2 PTC | Renewable:Solar PV | DEF | DEF | 2025: -34.9608; 2026: -36.1664; 2027: -41.5243; 2028: -41.5243; 2029: -42.8638; 2030: -42.8638; 2031: -44.2033; 2032: -45.5428; 2033: -45.5428; 2034: -46.8823; 2035: -48.2218
Solar DEF NEW 3 | Renewable:Solar PV | DEF | DEF
Solar DEF NEW 3 PTC | Renewable:Solar PV | DEF | DEF |  |  |  |  | -41.5244 | -41.5243 | -42.8638 | -42.8638 | -44.2033 | -45.5428 | -45.5428 | -46.8823 | -48.2218 | -49.5613 | -49.5613 | -50.9008 | -52.2403 | -53.5798 | -53.5798
Solar DEF NEW 4 | Renewable:Solar PV | DEF | DEF
Solar DEF NEW 4 PTC | Renewable:Solar PV | DEF | DEF | 2026: -36.1664; 2027: -41.5243; 2028: -41.5243; 2029: -42.8638; 2030: -42.8638; 2031: -44.2033; 2032: -45.5428; 2033: -45.5428; 2034: -46.8823; 2035: -48.2218; 2036: -49.5613
Solar DEF NEW 6 PTC | Renewable:Solar PV | DEF | DEF | 2033: -45.5428; 2034: -46.8823; 2035: -48.2218; 2036: -49.5613; 2037: -49.5613; 2038: -50.9008; 2039: -52.2403; 2040: -53.5798; 2041: -53.5798
Solar DEF Osc Perry Suw | Renewable:Solar PV | DEF | DEF
Solar DEF Sandy Creek | Renewable:Solar PV | DEF | DEF | 2023: -33.1525; 2024: -36.1664; 2025: -36.1664; 2026: -36.1664; 2027: -40.1849; 2028: -40.1849; 2029: -43.5336; 2030: -43.5336; 2031: -43.5336; 2032: -20.756
Solar DEF Santa Fe | Renewable:Solar PV | DEF | DEF
Solar DEF St Pete Pier | Renewable:Solar PV | DEF | DEF
Solar DEF Trenton | Renewable:Solar PV | DEF | DEF
Solar DEF Twin Rivers | Renewable:Solar PV | DEF | DEF
Solar DEF Winquepin | Renewable:Solar PV | DEF | DEF | 2024: -36.1664; 2025: -36.1664; 2026: -36.1664; 2027: -40.1849; 2028: -40.1849; 2029: -43.5336; 2030: -43.5336; 2031: -43.5336; 2032: -46.8823; 2033: -46.8823; 2034: -3.4628
Solar+Storage DEF NEW 1 | Renewable:Solar PV | DEF | DEF
Solar+Storage DEF NEW 1 PTC + ITC | Renewable:Solar PV | DEF | DEF | [6 empty] | -42.8638 | -42.8638 | -44.2033 | -45.5428 | -45.5428 | -46.8823 | -48.2218 | -49.5613 | -49.5613 | -50.9008 | -52.2403 | -53.5798 | -53.5798
Standby | Demand:Demand Response | DEF | DEF
SUWANNEE_P 1 | Gas/Oil:Combustion Turbine | DEF | DEF | 98.6116 | 86.6733 | 82.1003 | 80.2092 | 82.3472 | 83.9336 | 84.3659 | 84.0692 | 85.1687 | 88.1759 | 90.0238 | 90.0243
SUWANNEE_P 2 | Gas/Oil:Combustion Turbine | DEF | DEF | 101.1061 | 84.083 | 83.6655 | 81.09 | 83.9323 | 84.7579 | 85.3961 | 84.2678 | 86.1068 | 86.8702 | 90.5043 | 91.2005
SUWANNEE_P 3 | Gas/Oil:Combustion Turbine | DEF | DEF | 100.0799 | 84.9178 | 82.424 | 79.8101 | 83.2054 | 84.0809 | 85.2242 | 83.4754 | 85.1084 | 87.2087 | 91.0578 | 91.9174
Tigerbay 1 | Gas/Oil:Combined Cycle | DEF | DEF | 50.5881 | 42.4357 | 39.6366 | 39.6458 | 40.5967 | 42.3454 | 41.8414 | 41.2756 | 41.1674 | 42.5145 | 43.6376 | 44.7789 | 49.3927
U OF FL 1 | Gas/Oil:Combustion Turbine | DEF | DEF | 2023: 66.637; 2024: 55.7681; 2025: 53.3576; 2026: 52.6505; 2027: 53.0877
Voltage Red | Demand:Demand Response | DEF | DEF
WaterHtr_PP | Demand:Demand Response | DEF | DEF
Group Totals
Resource | Type | BA | Area | 2023 | 2024 | 2025 | 2026 | 2027 | 2028 | 2029 | 2030 | 2031 | 2032 | 2033 | 2034 | 2035 | 2036 | 2037 | 2038 | 2039 | 2040 | 2041
Total | Coal:Conventional | DEF | DEF | 93.3552 | 77.1006 | 69.7211 | 71.7017 | 74.3787 | 70.0348 | 63.6251 | 54.0345 | 47.8227 | 48.752 | 49.3797 | 50.6314
Total | Demand:Demand Response | DEF | DEF | 0 | 0 | 0 | 0 | 0 | 0 | 0 | 0 | 0 | 0 | 0 | 0 | 0 | 0 | 0 | 0 | 0 | 0 | 0
Total | Gas/Oil:Combined Cycle | DEF | DEF | 50.4307 | 40.3703 | 38.4332 | 37.5318 | 38.0548 | 39.0191 | 39.0909 | 38.374 | 38.6397 | 39.8052 | 41.037 | 42.2751 | 43.2124 | 44.0238 | 45.8159 | 47.4308 | 49.0184 | 51.3392 | 53.7306
Total | Gas/Oil:Combustion Turbine | DEF | DEF | 75.2629 | 63.3083 | 62.6111 | 62.6398 | 64.3058 | 86.4129 | 94.6668 | 90.171 | 89.5014 | 89.7127 | 95.379 | 93.5604 | 93.5548 | 84.1914 | 86.6878 | 92.4588 | 79.5163 | 84.3048 | 88.5367
Total | Gas/Oil:Steam Turbine | DEF | DEF | 74.1132 | 62.2664 | 65.0489 | 62.4427 | 65.3726 | 68.1344 | 72.6692 | 72.9107 | 78.3796 | 80.8503 | 85.4031 | 77.8452 | 76.6354 | 76.3538 | 78.0711 | 81.646 | 77.7308 | 83.4584 | 87.0889
Total | Nuclear:Nuclear | DEF | DEF | 2038: -41.3597; 2039: -42.0978; 2040: -43.1227; 2041: -42.9137
Total | Renewable:Biomass | DEF | DEF | 34.8101 | 34.1815 | 44.4821 | 46.176 | 44.7117 | 48.4043 | 54.3104 | 50.9926 | 42.6025 | 41.3238 | 45.2627 | 44.7413 | 43.463 | 44.9399 | 49.4057 | 50.4757 | 50.4489 | 50.9608 | 51.7959
Total | Renewable:Solar PV | DEF | DEF | -15.6135 | -20.1153 | -22.4612 | -22.8811 | -27.3036 | -27.8192 | -30.169 | -31.2974 | -33.595 | -35.1717 | -32.5586 | -33.231 | -33.3256 | -31.9765 | -29.359 | -27.8935 | -26.4678 | -23.2964 | -19.7312
Total | Storage:Battery | DEF | DEF | [7 empty] | 0 | 0 | 0 | 0 | 0 | 0 | 0 | 0 | 0 | 0 | 0 | 0
Battery Case
Resource | Type | BA | Area | 2023 | 2024 | 2025 | 2026 | 2027 | 2028 | 2029 | 2030 | 2031 | 2032 | 2033 | 2034 | 2035 | 2036 | 2037 | 2038 | 2039 | 2040 | 2041
AC | Demand:Demand Response | DEF | DEF
Anclote 1 | Gas/Oil:Steam Turbine | DEF | DEF | 72.2806 | 60.3291 | 62.4718 | 59.3746 | 62.2603 | 65.747 | 67.2174 | 69.3824 | 74.1111 | 74.1549 | 75.741 | 72.7262 | 72.264 | 71.806 | 73.7232 | 77.2541 | 76.597 | 83.3295 | 85.322
Anclote 2 | Gas/Oil:Steam Turbine | DEF | DEF | 76.2039 | 65.3454 | 68.2926 | 67.6858 | 70.4145 | 69.9877 | 81.8412 | 79.0544 | 82.2305 | 88.0202 | 97.1644 | 85.4199 | 81.7843 | 81.3827 | 84.4829 | 89.761 | 83.005 | 82.1322 | 92.511
As Avail | Gas/Oil:Combined Cycle | DEF | DEF | 55.7216 | 52.6401 | 43.3262 | 42.9865 | 46.121 | 44.6545 | 61.3023 | 48.9616 | 45.7097 | 41.6171 | 42.507 | 43.7112 | 43.2556 | 53.6807 | 49.2261 | 49.6142 | 47.2789 | 54.267 | 49.101
As Avail PCS | Renewable:Biomass | DEF | DEF | 55.5387 | 49.0225 | 44.2094 | 42.3231 | 47.4264 | 51.4733 | 46.8835 | 46.0404 | 44.2383 | 40.1826 | 41.3576 | 43.1906 | 39.9039 | 47.644 | 47.7229 | 49.4971 | 51.0179 | 52.9438 | 51.3947
Bartow CC 1 0 | Gas/Oil:Combined Cycle | DEF | DEF | 49.6377 | 41.5283 | 39.6246 | 39.1917 | 39.9836 | 40.8805 | 41.0949 | 40.2669 | 40.4853 | 41.6581 | 42.8934 | 44.1788 | 44.615 | 45.4106 | 47.2589 | 48.7333 | 50.666 | 52.9561 | 55.4609
Bartow CC 1 PAG | Gas/Oil:Combined Cycle | DEF | DEF | 57.9033 | 49.7011 | 48.0529 | 47.8212 | 48.9676 | 50.0317 | 49.9159 | 48.7682 | 48.8409 | 50.259 | 51.6242 | 53.9393 | 54.7142 | 55.6437 | 58.2182 | 59.3064 | 62.3361 | 63.9232 | 67.5508
BARTOW_P 1 | Gas/Oil:Combustion Turbine | DEF | DEF | 2026: 302.7139
BARTOW_P 2 | Gas/Oil:Combustion Turbine | DEF | DEF | 123.6572 | 98.0524 | 101.9517 | 90.2914 | 105.9075 | 94.2102 | 90.1623 | 93.0988 | 99.322 | 104.6362 | 94.3371 | 103.5588
BARTOW_P 3 | Gas/Oil:Combustion Turbine | DEF | DEF | 2026: 279.3359; 2027: 395.5798
BARTOW_P 4 | Gas/Oil:Combustion Turbine | DEF | DEF | 115.7032 | 97.5442 | 87.2602 | 82.0932 | 86.2929 | 89.2407 | 85.5695 | 87.9776 | 87.3779 | 92.7204 | 89.7377 | 95.799
Battery 2 Hours | Storage:Battery | DEF | DEF
Battery 4 Hours | Storage:Battery | DEF | DEF
BAYBORO_P 1 | Gas/Oil:Combustion Turbine | DEF | DEF | 2024: 317.812
BAYBORO_P 2 | Gas/Oil:Combustion Turbine | DEF | DEF | 2023: 407.8868; 2024: 381.4335; 2025: 305.4313
BAYBORO_P 3 | Gas/Oil:Combustion Turbine | DEF | DEF
BAYBORO_P 4 | Gas/Oil:Combustion Turbine | DEF | DEF | 2024: 323.1634
Citrus CC 1 | Gas/Oil:Combined Cycle | DEF | DEF | 44.2131 | 36.8816 | 35.1481 | 34.3448 | 34.3537 | 35.0517 | 35.3043 | 34.6158 | 34.803 | 36.004 | 36.9174 | 38.2095 | 39.1207 | 40.1538 | 41.1713 | 43.3193 | 44.8945 | 47.1864 | 49.3827
Citrus CC 1 Duct | Gas/Oil:Combined Cycle | DEF | DEF | 59.959 | 50.6743 | 48.8684 | 48.0972 | 48.3636 | 50.1233 | 49.8423 | 49.0179 | 49.4247 | 50.7961 | 52.2441 | 53.4169 | 53.8257 | 55.3758 | 57.2015 | 59.6128 | 61.4246 | 65.2285 | 67.5428
Citrus CC 2 | Gas/Oil:Combined Cycle | DEF | DEF | 44.7967 | 37.0314 | 35.102 | 34.166 | 34.4466 | 35.0896 | 35.0438 | 34.5135 | 34.6189 | 36.0671 | 37.1113 | 38.1582 | 39.2389 | 40.1964 | 41.4824 | 43.2659 | 44.954 | 46.8828 | 49.7713
Citrus CC 2 Duct | Gas/Oil:Combined Cycle | DEF | DEF | 59.7928 | 50.2406 | 48.6839 | 47.5869 | 48.4703 | 49.7629 | 49.6984 | 48.7696 | 49.2605 | 50.4872 | 52.1191 | 53.1914 | 53.9812 | 55.4026 | 57.255 | 59.3934 | 61.633 | 64.1051 | 68.0854
Crystal 4 | Coal:Conventional | DEF | DEF | 94.6025 | 77.2786 | 70.5826 | 73.0467 | 75.531 | 70.8256 | 63.5223 | 54.7778 | 48.238 | 49.178 | 49.7615 | 50.8604
Crystal 5 | Coal:Conventional | DEF | DEF | 91.7175 | 76.9251 | 68.8541 | 70.3024 | 72.4283 | 69.2281 | 63.2706 | 53.1577 | 47.3488 | 48.2578 | 49.0708 | 50.4287
DEBARY 10 | Gas/Oil:Combustion Turbine | DEF | DEF | 2025: 275.7109; 2026: 290.2455; 2027: 356.7156; 2028: 257.7775; 2029: 243.0499; 2030: 217.9758; 2033: 214.3348; 2034: 271.5093; 2035: 263.84
DEBARY 2 | Gas/Oil:Combustion Turbine | DEF | DEF | 2024: 274.2882
DEBARY 3 | Gas/Oil:Combustion Turbine | DEF | DEF | 2025: 267.7168; 2026: 272.1921; 2027: 301.0846
DEBARY 4 | Gas/Oil:Combustion Turbine | DEF | DEF | 2024: 272.6635; 2025: 291.1691; 2026: 275.7061
DEBARY 5 | Gas/Oil:Combustion Turbine | DEF | DEF | 2024: 348.8695
DEBARY 6 | Gas/Oil:Combustion Turbine | DEF | DEF | 2023: 329.087; 2024: 275.3865; 2025: 475.2371; 2026: 272.7861; 2027: 293.63
DEBARY 7 | Gas/Oil:Combustion Turbine | DEF | DEF | 102.1966 | 82.033 | 80.5863 | 77.5731 | 82.1999 | 82.2749 | 82.0578 | 82.6562 | 87.6954 | 86.4796 | 91.7944 | 94.4892 | 92.3802 | 94.3601
DEBARY 8 | Gas/Oil:Combustion Turbine | DEF | DEF | 107.4318 | 81.8762 | 82.6554 | 79.0195 | 81.2276 | 83.2797 | 84.5199 | 84.826 | 90.5681 | 87.0636 | 93.3007 | 93.7768 | 91.4914 | 90.0005
DEBARY 9 | Gas/Oil:Combustion Turbine | DEF | DEF | 101.4944 | 81.9736 | 83.955 | 78.2715 | 80.6003 | 82.9121 | 84.7159 | 83.4362 | 89.2176 | 91.0237 | 91.1154 | 92.3092 | 90.4154 | 94.4937
DEF Nuclear GE X300 PTC | Nuclear:Nuclear | DEF | DEF | 2038: -41.3597; 2039: -42.0979; 2040: -43.1227; 2041: -42.9137
Gen 190MW CT | Gas/Oil:Combustion Turbine | DEF | DEF | 2034: 102.1865; 2035: 93.5471; 2036: 79.8965; 2037: 82.0122; 2038: 89.1723; 2039: 78.4668; 2040: 83.4; 2041: 86.7494
Gen 190MW CT Ave | Gas/Oil:Combustion Turbine | DEF | DEF | 2039: 79.6402; 2040: 83.4703; 2041: 87.4393
HEAT | Demand:Demand Response | DEF | DEF
Hines CC 1 | Gas/Oil:Combined Cycle | DEF | DEF | 49.4718 | 43.5299 | 41.2216 | 41.9312 | 42.1767 | 43.7385 | 43.8053 | 43.6093 | 44.809 | 45.7558 | 47.3578 | 48.2373 | 48.6223 | 49.3919 | 51.2553 | 53.3165 | 57.2391
Hines CC 2 | Gas/Oil:Combined Cycle | DEF | DEF | 50.9354 | 42.2935 | 39.8377 | 39.6692 | 40.4581 | 42.32 | 42.1829 | 42.0479 | 43.0324 | 44.5072 | 45.5596 | 46.4585 | 47.3562 | 48.1972 | 49.93 | 51.8727 | 53.7563 | 56.7293 | 59.6091
Hines CC 3 | Gas/Oil:Combined Cycle | DEF | DEF | 49.8278 | 41.4134 | 40.7203 | 38.9084 | 39.5393 | 40.6975 | 41.2485 | 40.3533 | 41.2389 | 42.534 | 44.081 | 44.9201 | 45.7767 | 46.8263 | 48.5019 | 50.234 | 52.1985 | 54.7265 | 57.379
Hines CC 4 | Gas/Oil:Combined Cycle | DEF | DEF | 49.4412 | 40.1756 | 38.394 | 38.4802 | 39.2515 | 38.9061 | 39.3113 | 38.4796 | 38.9515 | 40.3447 | 41.7518 | 42.8164 | 43.5693 | 44.3812 | 45.9464 | 47.8031 | 49.7596 | 52.2384 | 54.4752
INT CITY 1 | Gas/Oil:Combustion Turbine | DEF | DEF | 2024: 338.1047; 2025: 330.5547; 2026: 277.132; 2027: 269.8067; 2028: 251.0914; 2029: 238.7863; 2030: 233.307; 2031: 226.2336; 2032: 224.8503; 2033: 231.2166; 2034: 245.3282
INT CITY 10 | Gas/Oil:Combustion Turbine | DEF | DEF | 98.9011 | 79.8088 | 77.4335 | 78.7703 | 82.4548 | 84.3681 | 82.1157 | 81.1266 | 82.4561 | 88.9581 | 85.658 | 94.4041 | 90.1175 | 90.8611 | 90.2417 | 96.8578
INT CITY 11 | Gas/Oil:Combustion Turbine | DEF | DEF | 280.0905 | 283.8705 | 271.5539 | 269.0664 | 293.5584 | 240.0875 | 222.1973 | 205.4435 | 199.2957 | 225.0373 | 200.0199 | 270.4324 | 250.8345 | 274.104 | 240.1394 | 267.3692 | 225.2862 | 242.9708 | 254.6968
INT CITY 12 | Gas/Oil:Combustion Turbine | DEF | DEF | 89.0101 | 75.1743 | 74.6945 | 73.0811 | 78.6376 | 78.4431 | 75.9557 | 75.7529 | 78.3181 | 82.4551 | 80.4127 | 81.3061 | 82.4963 | 83.6281 | 85.4326 | 93.4459 | 105.7926 | 117.2182 | 116.3162
INT CITY 13 | Gas/Oil:Combustion Turbine | DEF | DEF | 87.2949 | 75.4065 | 74.9011 | 73.4956 | 77.249 | 78.7637 | 76.3115 | 77.6238 | 78.6515 | 79.5755 | 81.7948 | 82.3404 | 82.1163 | 83.7351 | 85.3973 | 92.1259 | 104.3727 | 106.7937 | 115.3484
INT CITY 14 | Gas/Oil:Combustion Turbine | DEF | DEF | 91.0442 | 75.8625 | 73.6367 | 71.1225 | 78.6803 | 79.1173 | 77.4847 | 76.6405 | 78.6251 | 78.8989 | 81.0926 | 82.9361 | 81.5799 | 82.8244 | 84.8604 | 93.1761 | 101.9991 | 114.3079 | 112.3767
INT CITY 2 | Gas/Oil:Combustion Turbine | DEF | DEF | 2028: 274.3165; 2029: 264.7865; 2030: 240.2349; 2031: 238.2547; 2032: 274.3885; 2033: 241.0989
INT CITY 3 | Gas/Oil:Combustion Turbine | DEF | DEF | 2024: 335.5227; 2025: 315.8656; 2026: 330.5128; 2027: 317.4431; 2028: 269.7572; 2029: 241.5429; 2030: 230.8041; 2031: 233.7314; 2032: 252.4303; 2033: 232.1243; 2034: 284.4918
INT CITY 4 | Gas/Oil:Combustion Turbine | DEF | DEF | 2024: 307.2809; 2025: 318.5196; 2026: 305.3229; 2027: 271.9331; 2028: 278.5261; 2029: 243.3108; 2030: 231.1255; 2031: 229.9027; 2032: 252.1437; 2033: 231.6025; 2034: 248.2463
INT CITY 5 | Gas/Oil:Combustion Turbine | DEF | DEF | 2026: 322.4001; 2028: 269.0063; 2029: 242.7426; 2030: 234.5327; 2031: 237.9451; 2032: 246.8706; 2033: 234.9544
INT CITY 6 | Gas/Oil:Combustion Turbine | DEF | DEF | 2024: 319.3486; 2025: 314.7054; 2026: 306.61; 2027: 288.7678; 2028: 330.9948; 2029: 247.3072; 2030: 233.4513; 2031: 228.6265; 2032: 253.0843; 2033: 233.3016; 2034: 280.0298
INT CITY 7 | Gas/Oil:Combustion Turbine | DEF | DEF | 97.3526 | 78.1457 | 79.0036 | 80.9396 | 80.7683 | 81.8908 | 86.1909 | 83.9622 | 87.674 | 87.9076 | 92.8895 | 91.1407 | 88.5594 | 88.8742 | 89.82 | 92.9656
INT CITY 8 | Gas/Oil:Combustion Turbine | DEF | DEF | 95.9233 | 79.1758 | 78.0236 | 77.278 | 81.831 | 81.1456 | 84.1183 | 81.0557 | 85.1014 | 87.473 | 88.9333 | 88.8294 | 86.7762 | 88.2462 | 89.7734 | 97.36
INT CITY 9 | Gas/Oil:Combustion Turbine | DEF | DEF | 97.9283 | 77.6709 | 79.0373 | 78.5181 | 82.2633 | 81.7737 | 83.4187 | 81.4233 | 84.8319 | 87.8691 | 85.9504 | 89.0003 | 86.2646 | 87.7778 | 89.4314 | 94.195
INTER | Demand:Demand Response | DEF | DEF
Mulberry | Gas/Oil:Combined Cycle | DEF | DEF | 2023: 71.05; 2024: 43.58
NSG Vand CT 1 | Gas/Oil:Combustion Turbine | DEF | DEF | 2023: 73.4595; 2024: 60.4241; 2025: 60.745; 2026: 62.5321; 2027: 65.3801
NSG Vand CT 2 | Gas/Oil:Combustion Turbine | DEF | DEF | 2023: 72.8418; 2024: 60.4656; 2025: 60.1186; 2026: 62.0536; 2027: 64.3489
NSG Vand CT 3 | Gas/Oil:Combustion Turbine | DEF | DEF | 2023: 73.276; 2024: 61.1462; 2025: 60.7701; 2026: 60.627; 2027: 65.4045
NSG Vand CT 4 | Gas/Oil:Combustion Turbine | DEF | DEF | 2023: 73.3876; 2024: 60.316; 2025: 59.5164; 2026: 60.6489; 2027: 65.564
Orange Cogen | Gas/Oil:Combined Cycle | DEF | DEF | 2023: 87.21; 2024: 53.49; 2025: 55.1
Orlando Cogen | Gas/Oil:Combined Cycle | DEF | DEF | 2023: 107.1333
Osprey 1 0 | Gas/Oil:Combined Cycle | DEF | DEF | 2023: 49.0573; 2024: 41.9116
Osprey 1 1 | Gas/Oil:Combined Cycle | DEF | DEF | 2023: 47.9094; 2024: 40.9468
Osprey 1 2 | Gas/Oil:Combined Cycle | DEF | DEF | 2023: 49.9829; 2024: 41.7789
OspreyAcq | Gas/Oil:Combined Cycle | DEF | DEF |  | 40.352 | 38.2536 | 37.461 | 38.4621 | 39.0268 | 39.655 | 39.2301 | 39.3789 | 41.2982 | 42.726 | 43.7719 | 44.5378 | 45.0121 | 46.5335 | 49.3867 | 50.7427 | 53.0812 | 56.4746
OspreyAcqDF | Gas/Oil:Combined Cycle | DEF | DEF |  | 46.3891 | 40.8547 | 40.3179 | 41.2555 | 42.4897 | 42.4481 | 41.581 | 41.8958 | 42.8879 | 44.416 | 45.1076 | 45.9502 | 46.8879 | 48.6764 | 50.4456 | 52.3127 | 54.6448 | 57.3599
Pasco County | Renewable:Biomass | DEF | DEF | 29.84 | 30.88 | 44.0292 | 47.0508 | 45.6097 | 49.5064 | 57.5565 | 49.9643 | 40.0799 | 43.6924 | 43.9239 | 42.4462 | 41.9568 | 43.5128 | 58.7817 | 48.0421 | 51.8718 | 50.4887 | 49.717
Pinellas County | Renewable:Biomass | DEF | DEF | 29.84 | 30.88 | 44.7838 | 48.5328 | 44.2787 | 46.4272 | 52.8057 | 49.847 | 43.1533 | 41.8163 | 48.1563 | 44.2947 | 46.0479 | 45.9087 | 46.025 | 48.0048 | 53.0225 | 51.752 | 49.9668
Shady Hills 1 | Gas/Oil:Combustion Turbine | DEF | DEF | 2023: 74.4197; 2024: 84.7564
Shady Hills 2 | Gas/Oil:Combustion Turbine | DEF | DEF | 2023: 77.8839; 2024: 78.7856
Shady Hills 3 | Gas/Oil:Combustion Turbine | DEF | DEF | 2023: 73.4396; 2024: 102.7145
Solar 3rdParty Block 1 | Renewable:Solar PV | DEF | DEF |  | 50.8457 | 41.6196 | 42.5704 | 39.9269 | 40.8775 | 41.9292 | 37.6763 | 32.4036 | 28.5055 | 29.0228 | 26.3357 | 26.1405 | 28.7201 | 30.3012 | 27.7151 | 28.2526 | 29.2909 | 27.814
Solar 3rdParty Block 2 | Renewable:Solar PV | DEF | DEF | 2032: 34.3143; 2033: 29.0228; 2034: 29.525; 2035: 26.1405; 2036: 30.6827; 2037: 30.3012; 2038: 28.8223; 2039: 28.2526; 2040: 29.2909; 2041: 27.814
Solar 3rdParty Block 3 | Renewable:Solar PV | DEF | DEF | 2040: 37.5003; 2041: 27.814
Solar DEF Bay Ranch | Renewable:Solar PV | DEF | DEF | 2023: -33.1525; 2024: -36.1664; 2025: -36.1664; 2026: -36.1664; 2027: -40.1849; 2028: -40.1849; 2029: -43.5336; 2030: -43.5336; 2031: -43.5336; 2032: -46.8823; 2033: -15.5027
Solar DEF Bay Trail | Renewable:Solar PV | DEF | DEF | 2023: -33.1525; 2024: -36.1664; 2025: -36.1664; 2026: -36.1664; 2027: -40.1849; 2028: -40.1849; 2029: -43.5336; 2030: -43.5336; 2031: -43.5336; 2032: -41.1157
Solar DEF Charlie Creek | Renewable:Solar PV | DEF | DEF | 2023: -33.1525; 2024: -36.1664; 2025: -36.1664; 2026: -36.1664; 2027: -40.1848; 2028: -40.1849; 2029: -43.5336; 2030: -43.5336; 2031: -43.5336; 2032: -33.9843
Solar DEF Columbia | Renewable:Solar PV | DEF | DEF
Solar DEF County Line | Renewable:Solar PV | DEF | DEF | 2025: -34.9608; 2026: -36.1664; 2027: -41.5243; 2028: -41.5243; 2029: -42.8638; 2030: -42.8638; 2031: -44.2033; 2032: -45.5428; 2033: -45.5428; 2034: -46.8823; 2035: -3.5647
Solar DEF Debary | Renewable:Solar PV | DEF | DEF
Solar DEF Duette | Renewable:Solar PV | DEF | DEF
Solar DEF Falmouth | Renewable:Solar PV | DEF | DEF | 2024: -36.1664; 2025: -36.1664; 2026: -36.1664; 2027: -40.1849; 2028: -40.1849; 2029: -43.5336; 2030: -43.5336; 2031: -43.5336; 2032: -46.8823; 2033: -46.8823; 2034: -6.9322
Solar DEF Fort Green | Renewable:Solar PV | DEF | DEF | 2023: -33.1525; 2024: -36.1664; 2025: -36.1664; 2026: -36.1664; 2027: -40.1849; 2028: -40.1849; 2029: -43.5336; 2030: -43.5336; 2031: -43.5336; 2032: -24.9338
Solar DEF Hamilton | Renewable:Solar PV | DEF | DEF
Solar DEF Hardeetown | Renewable:Solar PV | DEF | DEF | 2023: -33.1525; 2024: -36.1664; 2025: -36.1664; 2026: -36.1664; 2027: -40.1849; 2028: -40.1849; 2029: -43.5336; 2030: -43.5336; 2031: -43.5336; 2032: -46.8823; 2033: -15.5197
Solar DEF High Spring | Renewable:Solar PV | DEF | DEF | 2023: -33.1525; 2024: -36.1664; 2025: -36.1664; 2026: -36.1664; 2027: -40.1849; 2028: -40.1849; 2029: -43.5336; 2030: -43.5336; 2031: -43.5336; 2032: -46.8823; 2033: -24.8647
Solar DEF Hildreth | Renewable:Solar PV | DEF | DEF | 2023: -33.1525; 2024: -36.1664; 2025: -36.1664; 2026: -36.1664; 2027: -40.1849; 2028: -40.1849; 2029: -43.5336; 2030: -43.5336; 2031: -43.5336; 2032: -46.8823; 2033: -15.5062
Solar DEF Lake Placid | Renewable:Solar PV | DEF | DEF
Solar DEF Mule Creek | Renewable:Solar PV | DEF | DEF | 2024: -36.1664; 2025: -36.1664; 2026: -36.1664; 2027: -40.1849; 2028: -40.1849; 2029: -43.5336; 2030: -43.5336; 2031: -43.5336; 2032: -46.8823; 2033: -46.8823; 2034: -3.5273
Solar DEF NEW 1 | Renewable:Solar PV | DEF | DEF
Solar DEF NEW 1 PTC | Renewable:Solar PV | DEF | DEF | 2025: -34.9608; 2026: -36.1664; 2027: -41.5243; 2028: -41.5243; 2029: -42.8638; 2030: -42.8638; 2031: -44.2033; 2032: -45.5428; 2033: -45.5428; 2034: -46.8823
Solar DEF NEW 2 | Renewable:Solar PV | DEF | DEF
Solar DEF NEW 2 PTC | Renewable:Solar PV | DEF | DEF | 2025: -34.9608; 2026: -36.1664; 2027: -41.5243; 2028: -41.5243; 2029: -42.8638; 2030: -42.8638; 2031: -44.2033; 2032: -45.5428; 2033: -45.5428; 2034: -46.8823; 2035: -48.2218
Solar DEF NEW 3 | Renewable:Solar PV | DEF | DEF
Solar DEF NEW 3 PTC | Renewable:Solar PV | DEF | DEF |  |  |  |  | -41.5244 | -41.5243 | -42.8638 | -42.8638 | -44.2033 | -45.5428 | -45.5428 | -46.8823 | -48.2218 | -49.5613 | -49.5613 | -50.9008 | -52.2403 | -53.5798 | -53.5798
Solar DEF NEW 4 | Renewable:Solar PV | DEF | DEF
Solar DEF NEW 4 PTC | Renewable:Solar PV | DEF | DEF | 2026: -36.1664; 2027: -41.5243; 2028: -41.5243; 2029: -42.8638; 2030: -42.8638; 2031: -44.2033; 2032: -45.5428; 2033: -45.5428; 2034: -46.8823; 2035: -48.2218; 2036: -49.5613
Solar DEF NEW 6 PTC | Renewable:Solar PV | DEF | DEF | 2033: -45.5428; 2034: -46.8823; 2035: -48.2218; 2036: -49.5613; 2037: -49.5613; 2038: -50.9008; 2039: -52.2403; 2040: -53.5798; 2041: -53.5798
Solar DEF Osc Perry Suw | Renewable:Solar PV | DEF | DEF
Solar DEF Sandy Creek | Renewable:Solar PV | DEF | DEF | 2023: -33.1525; 2024: -36.1664; 2025: -36.1664; 2026: -36.1664; 2027: -40.1849; 2028: -40.1849; 2029: -43.5336; 2030: -43.5336; 2031: -43.5336; 2032: -20.7909
Solar DEF Santa Fe | Renewable:Solar PV | DEF | DEF
Solar DEF St Pete Pier | Renewable:Solar PV | DEF | DEF
Solar DEF Trenton | Renewable:Solar PV | DEF | DEF
Solar DEF Twin Rivers | Renewable:Solar PV | DEF | DEF
Solar DEF Winquepin | Renewable:Solar PV | DEF | DEF | 2024: -36.1664; 2025: -36.1664; 2026: -36.1664; 2027: -40.1849; 2028: -40.1849; 2029: -43.5336; 2030: -43.5336; 2031: -43.5336; 2032: -46.8823; 2033: -46.8823; 2034: -3.4755
Solar+Storage DEF NEW 1 | Renewable:Solar PV | DEF | DEF
Solar+Storage DEF NEW 1 PTC + ITC | Renewable:Solar PV | DEF | DEF | [6 empty] | -42.8638 | -42.8638 | -44.2033 | -45.5428 | -45.5428 | -46.8823 | -48.2218 | -49.5613 | -49.5613 | -50.9008 | -52.2403 | -53.5798 | -53.5798
Standby | Demand:Demand Response | DEF | DEF
SUWANNEE_P 1 | Gas/Oil:Combustion Turbine | DEF | DEF | 98.0662 | 86.6733 | 82.1003 | 80.0168 | 81.8944 | 83.2127 | 84.6904 | 83.522 | 84.1683 | 87.4508 | 89.2284 | 90.4639
SUWANNEE_P 2 | Gas/Oil:Combustion Turbine | DEF | DEF | 100.373 | 84.083 | 83.6655 | 81.2131 | 84.3689 | 84.5307 | 85.5585 | 83.9901 | 85.1332 | 86.2127 | 89.5691 | 91.1625
SUWANNEE_P 3 | Gas/Oil:Combustion Turbine | DEF | DEF | 100.6736 | 84.9178 | 82.424 | 79.9417 | 82.3717 | 83.649 | 84.8684 | 83.5475 | 84.3183 | 86.731 | 90.2675 | 91.197
Tigerbay 1 | Gas/Oil:Combined Cycle | DEF | DEF | 50.5915 | 42.4357 | 39.6366 | 39.6519 | 40.58 | 42.3964 | 41.7184 | 41.0365 | 41.333 | 42.206 | 43.5768 | 44.8293 | 49.4486
U OF FL 1 | Gas/Oil:Combustion Turbine | DEF | DEF | 2023: 66.6347; 2024: 55.7681; 2025: 53.3576; 2026: 52.6539; 2027: 53.0891
Voltage Red | Demand:Demand Response | DEF | DEF
WaterHtr_PP | Demand:Demand Response | DEF | DEF
Group Totals
Resource | Type | BA | Area | 2023 | 2024 | 2025 | 2026 | 2027 | 2028 | 2029 | 2030 | 2031 | 2032 | 2033 | 2034 | 2035 | 2036 | 2037 | 2038 | 2039 | 2040 | 2041
Total | Coal:Conventional | DEF | DEF | 93.4444 | 77.1006 | 69.7211 | 71.6557 | 74.1786 | 70.0307 | 63.4124 | 53.949 | 47.8323 | 48.6723 | 49.4258 | 50.6556
Total | Demand:Demand Response | DEF | DEF | 0 | 0 | 0 | 0 | 0 | 0 | 0 | 0 | 0 | 0 | 0 | 0 | 0 | 0 | 0 | 0 | 0 | 0 | 0
Total | Gas/Oil:Combined Cycle | DEF | DEF | 50.4328 | 40.3703 | 38.4332 | 37.5337 | 37.9987 | 38.9998 | 39.0567 | 38.3225 | 38.6803 | 39.8416 | 41.0594 | 42.3065 | 43.2441 | 44.0559 | 45.8521 | 47.461 | 49.0411 | 51.3798 | 53.7994
Total | Gas/Oil:Combustion Turbine | DEF | DEF | 75.208 | 63.3083 | 62.6111 | 62.6579 | 63.7067 | 86.3752 | 92.1331 | 88.7704 | 88.1123 | 88.8468 | 94.7165 | 92.4157 | 91.859 | 83.8257 | 86.3695 | 93.0972 | 79.5356 | 84.1912 | 88.1545
Total | Gas/Oil:Steam Turbine | DEF | DEF | 73.9974 | 62.2664 | 65.0489 | 62.4902 | 65.4382 | 67.6766 | 72.7965 | 72.9744 | 78.2378 | 80.0094 | 84.7792 | 77.5313 | 76.2203 | 75.9931 | 78.0224 | 81.4121 | 77.8208 | 83.0007 | 87.0299
Total | Nuclear:Nuclear | DEF | DEF | 2038: -41.3597; 2039: -42.0979; 2040: -43.1227; 2041: -42.9137
Total | Renewable:Biomass | DEF | DEF | 34.578 | 34.1815 | 44.4821 | 46.3493 | 45.5052 | 48.5944 | 51.9954 | 48.7202 | 42.8471 | 41.7067 | 45.2271 | 43.5794 | 43.3458 | 45.939 | 49.171 | 48.4638 | 52.1789 | 51.8516 | 50.3471
Total | Renewable:Solar PV | DEF | DEF | -15.6135 | -20.1153 | -22.4612 | -22.8917 | -27.3023 | -27.9354 | -30.1953 | -31.2596 | -33.5545 | -35.1863 | -32.5968 | -33.2728 | -33.3739 | -31.9829 | -29.3913 | -28.001 | -26.5806 | -23.3644 | -19.8601
Total | Storage:Battery | DEF | DEF |  |  |  |  | 0 | 0 | 0 | 0 | 0 | 0 | 0 | 0 | 0 | 0 | 0 | 0 | 0 | 0 | 0

## Hours
Hours On-line
Base Case
Resource | Type | BA | Area | 2023 | 2024 | 2025 | 2026 | 2027 | 2028 | 2029 | 2030 | 2031 | 2032 | 2033 | 2034 | 2035 | 2036 | 2037 | 2038 | 2039 | 2040 | 2041
AC | Demand:Demand Response | DEF | DEF | 2025: 1; 2029: 4; 2030: 1; 2031: 3; 2032: 1; 2033: 3; 2035: 1; 2036: 1; 2037: 6
Anclote 1 | Gas/Oil:Steam Turbine | DEF | DEF | 5018 | 5399 | 2981 | 4863 | 5140 | 4969 | 4629 | 4875 | 2887 | 3587 | 3400 | 3904 | 4015 | 3670 | 4334 | 3825 | 3125 | 1559 | 1317
Anclote 2 | Gas/Oil:Steam Turbine | DEF | DEF | 4306 | 3947 | 2700 | 3559 | 3566 | 4237 | 4227 | 3151 | 3617 | 3329 | 3094 | 2952 | 3450 | 3496 | 3864 | 1995 | 543 | 415 | 454
As Avail | Gas/Oil:Combined Cycle | DEF | DEF | 1752 | 1752 | 1752 | 1752 | 1752 | 1776 | 1752 | 1752 | 1752 | 1752 | 1752 | 1752 | 1752 | 1752 | 1752 | 1752 | 1752 | 1752 | 1752
As Avail PCS | Renewable:Biomass | DEF | DEF | 3504 | 3504 | 3504 | 3504 | 3504 | 3528 | 3504 | 3504 | 3504 | 3528 | 3504 | 3504 | 3504 | 3528 | 3504 | 3504 | 3504 | 3504 | 3504
Bartow CC 1 0 | Gas/Oil:Combined Cycle | DEF | DEF | 7536 | 7176 | 7896 | 7824 | 7464 | 7584 | 8040 | 8040 | 8040 | 8064 | 7680 | 8040 | 8040 | 8064 | 7248 | 8040 | 8040 | 8040 | 7680
Bartow CC 1 PAG | Gas/Oil:Combined Cycle | DEF | DEF | 3052 | 3068 | 2684 | 2672 | 2255 | 2263 | 2347 | 1930 | 1672 | 1511 | 1259 | 1652 | 1988 | 1877 | 2111 | 1923 | 2071 | 1882 | 1787
BARTOW_P 1 | Gas/Oil:Combustion Turbine | DEF | DEF | 2026: 3
BARTOW_P 2 | Gas/Oil:Combustion Turbine | DEF | DEF | 26 | 52 | 52 | 43 | 19 | 52 | 93 | 113 | 44 | 46 | 54 | 34
BARTOW_P 3 | Gas/Oil:Combustion Turbine | DEF | DEF | 2026: 3
BARTOW_P 4 | Gas/Oil:Combustion Turbine | DEF | DEF | 42 | 48 | 92 | 99 | 50 | 68 | 124 | 101 | 102 | 83 | 74 | 40
Battery 4 Hours | Storage:Battery | DEF | DEF | [7 empty] | 2268 | 2874 | 2908.8 | 3261.9286 | 4463.8846 | 5508.5278 | 6366.0278 | 6357.8889 | 6238.7778 | 5961.8 | 6513.2667 | 6446.5778
BAYBORO_P 1 | Gas/Oil:Combustion Turbine | DEF | DEF | 2024: 4
BAYBORO_P 2 | Gas/Oil:Combustion Turbine | DEF | DEF | bar: 2023 to 2025
BAYBORO_P 3 | Gas/Oil:Combustion Turbine | DEF | DEF
BAYBORO_P 4 | Gas/Oil:Combustion Turbine | DEF | DEF | bar: 2024
Citrus CC 1 | Gas/Oil:Combined Cycle | DEF | DEF | 7776 | 7848 | 7295 | 7824 | 7824 | 6984 | 7656 | 7614 | 7113 | 7641 | 7555 | 7519 | 7057 | 7286 | 6716 | 7218 | 6868 | 6519 | 6626
Citrus CC 1 Duct | Gas/Oil:Combined Cycle | DEF | DEF | 3114 | 3276 | 2423 | 2635 | 2398 | 2153 | 2172 | 1829 | 1430 | 1449 | 1428 | 1643 | 1987 | 2024 | 2231 | 1904 | 2171 | 1856 | 1988
Citrus CC 2 | Gas/Oil:Combined Cycle | DEF | DEF | 7632 | 7799 | 7776 | 7248 | 7776 | 6936 | 7608 | 7606 | 7144 | 7544 | 7488 | 7536 | 7216 | 7291 | 6852 | 7179 | 7038 | 6306 | 6950
Citrus CC 2 Duct | Gas/Oil:Combined Cycle | DEF | DEF | 2996 | 3287 | 2627 | 2204 | 2359 | 2161 | 2285 | 1802 | 1493 | 1395 | 1436 | 1625 | 1952 | 2029 | 1982 | 1808 | 2043 | 1845 | 1935
Crystal 4 | Coal:Conventional | DEF | DEF | 2777 | 2613 | 2848 | 2612 | 3176 | 4007 | 3512 | 3958 | 6406 | 4589 | 4782 | 1963
Crystal 5 | Coal:Conventional | DEF | DEF | 1929 | 3123 | 3133 | 2753 | 2802 | 3931 | 3072 | 4112 | 5426 | 6064 | 4988 | 1735
DEBARY 10 | Gas/Oil:Combustion Turbine | DEF | DEF | 2025: 2; 2026: 2; 2028: 6; 2029: 41; 2030: 20; 2032: 2; 2033: 9; 2034: 8; 2035: 20
DEBARY 2 | Gas/Oil:Combustion Turbine | DEF | DEF | 2024: 4
DEBARY 3 | Gas/Oil:Combustion Turbine | DEF | DEF | 2025: 3; 2026: 7; 2027: 2
DEBARY 4 | Gas/Oil:Combustion Turbine | DEF | DEF | 2024: 2; 2025: 4; 2026: 8; 2027: 2
DEBARY 5 | Gas/Oil:Combustion Turbine | DEF | DEF | 2024: 3; 2027: 3
DEBARY 6 | Gas/Oil:Combustion Turbine | DEF | DEF | 2023: 5; 2024: 5; 2025: 1; 2026: 6; 2027: 3
DEBARY 7 | Gas/Oil:Combustion Turbine | DEF | DEF | 194 | 182 | 246 | 199 | 179 | 193 | 258 | 235 | 177 | 126 | 120 | 157 | 134 | 37
DEBARY 8 | Gas/Oil:Combustion Turbine | DEF | DEF | 285 | 320 | 320 | 241 | 158 | 233 | 258 | 255 | 204 | 193 | 158 | 214 | 163 | 72
DEBARY 9 | Gas/Oil:Combustion Turbine | DEF | DEF | 358 | 354 | 310 | 222 | 205 | 248 | 247 | 271 | 202 | 181 | 173 | 226 | 245 | 34
DEF Nuclear GE X300 PTC | Nuclear:Nuclear | DEF | DEF | 2038: 5003.9724; 2039: 8324.5673; 2040: 6635.229; 2041: 8319.5778
Gen 190MW CT | Gas/Oil:Combustion Turbine | DEF | DEF | 2034: 11.5; 2035: 44.6667; 2036: 259.8333; 2037: 275.7466; 2038: 195.6667; 2039: 372.0888; 2040: 369.8502; 2041: 268.3337
Gen 190MW CT Ave | Gas/Oil:Combustion Turbine | DEF | DEF | 2039: 588.1283; 2040: 676.6217; 2041: 566.2485
HEAT | Demand:Demand Response | DEF | DEF | 2023: 1; 2024: 1; 2027: 5; 2028: 2; 2029: 1; 2030: 8; 2031: 1; 2032: 5; 2033: 3; 2035: 1; 2036: 1
Hines CC 1 | Gas/Oil:Combined Cycle | DEF | DEF | 6764 | 6718 | 7274 | 5683 | 6186 | 5576 | 5840 | 4533 | 2623 | 2176 | 2761 | 3417 | 4296 | 4015 | 5354 | 3747 | 791
Hines CC 2 | Gas/Oil:Combined Cycle | DEF | DEF | 6109 | 6367 | 5924 | 6402 | 6098 | 6284 | 5307 | 5740 | 4794 | 4367 | 3852 | 4332 | 4836 | 4622 | 5118 | 4552 | 4093 | 4121 | 3701
Hines CC 3 | Gas/Oil:Combined Cycle | DEF | DEF | 6964 | 6882 | 7080 | 6311 | 7343 | 6961 | 7081 | 5928 | 6603 | 5600 | 6133 | 5496 | 6086 | 5800 | 6675 | 5363 | 5489 | 5017 | 5007
Hines CC 4 | Gas/Oil:Combined Cycle | DEF | DEF | 6349 | 7252 | 5955 | 7182 | 6721 | 7222 | 6750 | 7090 | 5810 | 6507 | 6001 | 6111 | 5450 | 6429 | 6039 | 6253 | 5870 | 5962 | 5111
INT CITY 1 | Gas/Oil:Combustion Turbine | DEF | DEF | 2024: 2; 2025: 1; 2026: 2; 2027: 1; 2028: 6; 2029: 30; 2030: 12; 2031: 5; 2032: 2; 2033: 11; 2034: 2
INT CITY 10 | Gas/Oil:Combustion Turbine | DEF | DEF | 76 | 153 | 134 | 69 | 82 | 96 | 156 | 140 | 90 | 60 | 89 | 104 | 128 | 205 | 356 | 62
INT CITY 11 | Gas/Oil:Combustion Turbine | DEF | DEF | 2 | 5 | 10 | 11 |  | 12 | 43 | 24 | 9 | 8 | 16 | 6 | 27 | 25 | 59 | 48 | 6 | 4 | 2
INT CITY 12 | Gas/Oil:Combustion Turbine | DEF | DEF | 75 | 90 | 91 | 53 | 46 | 72 | 120 | 103 | 60 | 25 | 58 | 100 | 111 | 211 | 304 | 247 | 24 | 48 | 42
INT CITY 13 | Gas/Oil:Combustion Turbine | DEF | DEF | 124 | 147 | 131 | 101 | 95 | 128 | 156 | 115 | 61 | 74 | 76 | 115 | 151 | 268 | 375 | 317 | 74 | 65 | 76
INT CITY 14 | Gas/Oil:Combustion Turbine | DEF | DEF | 152 | 176 | 181 | 161 | 97 | 140 | 148 | 127 | 72 | 64 | 82 | 171 | 165 | 290 | 482 | 381 | 101 | 125 | 133
INT CITY 2 | Gas/Oil:Combustion Turbine | DEF | DEF | 2028: 3; 2029: 11; 2030: 15; 2031: 2; 2032: 1; 2033: 6
INT CITY 3 | Gas/Oil:Combustion Turbine | DEF | DEF | 2024: 2; 2025: 1; 2026: 4; 2028: 7; 2029: 24; 2030: 17; 2031: 5; 2032: 4; 2033: 9; 2034: 2
INT CITY 4 | Gas/Oil:Combustion Turbine | DEF | DEF | 2024: 2; 2025: 3; 2026: 4; 2027: 1; 2028: 8; 2029: 34; 2030: 22; 2031: 8; 2032: 4; 2033: 10; 2034: 3
INT CITY 5 | Gas/Oil:Combustion Turbine | DEF | DEF | 2026: 3; 2028: 3; 2029: 21; 2030: 15; 2031: 4; 2032: 1; 2033: 7
INT CITY 6 | Gas/Oil:Combustion Turbine | DEF | DEF | 2024: 6; 2025: 2; 2026: 7; 2027: 1; 2028: 3; 2029: 39; 2030: 23; 2031: 7; 2032: 4; 2033: 12; 2034: 5
INT CITY 7 | Gas/Oil:Combustion Turbine | DEF | DEF | 323 | 437 | 383 | 281 | 255 | 234 | 264 | 294 | 223 | 176 | 182 | 319 | 341 | 419 | 516 | 178
INT CITY 8 | Gas/Oil:Combustion Turbine | DEF | DEF | 208 | 287 | 279 | 188 | 209 | 167 | 241 | 234 | 174 | 137 | 111 | 248 | 234 | 291 | 420 | 116
INT CITY 9 | Gas/Oil:Combustion Turbine | DEF | DEF | 176 | 309 | 270 | 186 | 156 | 186 | 269 | 218 | 170 | 112 | 130 | 268 | 244 | 273 | 373 | 110
INTER | Demand:Demand Response | DEF | DEF |  | 3 |  | 2 |  | 3 | 8 | 12 | 1 |  | 2 | 2 | 4 | 1 | 5 | 2 | 1 |  | 1
Mulberry | Gas/Oil:Combined Cycle | DEF | DEF | 2023: 4889; 2024: 3130
NSG Vand CT 1 | Gas/Oil:Combustion Turbine | DEF | DEF | 2023: 849; 2024: 947; 2025: 565; 2026: 279; 2027: 102
NSG Vand CT 2 | Gas/Oil:Combustion Turbine | DEF | DEF | 2023: 813; 2024: 1048; 2025: 627; 2026: 301; 2027: 109
NSG Vand CT 3 | Gas/Oil:Combustion Turbine | DEF | DEF | 2023: 997; 2024: 1066; 2025: 635; 2026: 506; 2027: 132
NSG Vand CT 4 | Gas/Oil:Combustion Turbine | DEF | DEF | 2023: 1107; 2024: 1322; 2025: 856; 2026: 659; 2027: 110
Orange Cogen | Gas/Oil:Combined Cycle | DEF | DEF | 2023: 5160; 2024: 5175; 2025: 5160
Orlando Cogen | Gas/Oil:Combined Cycle | DEF | DEF | 2023: 8040
Osprey 1 0 | Gas/Oil:Combined Cycle | DEF | DEF | 2023: 6190; 2024: 6024
Osprey 1 1 | Gas/Oil:Combined Cycle | DEF | DEF | 2023: 2307; 2024: 2619
Osprey 1 2 | Gas/Oil:Combined Cycle | DEF | DEF | 2023: 1285; 2024: 1403
OspreyAcq | Gas/Oil:Combined Cycle | DEF | DEF |  | 1217 | 7443 | 7210 | 6994 | 7357 | 6841 | 6715 | 6546 | 6201 | 6057 | 5794 | 5843 | 5854 | 6506 | 5459 | 5789 | 5490 | 4746
OspreyAcqDF | Gas/Oil:Combined Cycle | DEF | DEF |  | 356 | 2667 | 2748 | 2332 | 2593 | 2350 | 2323 | 1870 | 1631 | 1693 | 1910 | 2229 | 2298 | 2769 | 2148 | 2411 | 2297 | 2038
Pasco County | Renewable:Biomass | DEF | DEF | 7344 | 7368 | 7296 | 3504 | 3504 | 3504 | 3504 | 3504 | 3504 | 3504 | 3504 | 3504 | 3504 | 3528 | 3504 | 3504 | 3504 | 3504 | 3504
Pinellas County | Renewable:Biomass | DEF | DEF | 6456 | 6600 | 6552 | 3504 | 3504 | 3504 | 3504 | 3504 | 3504 | 3528 | 3504 | 3504 | 3504 | 3528 | 3504 | 3504 | 3504 | 3504 | 3504
Shady Hills 1 | Gas/Oil:Combustion Turbine | DEF | DEF | 2023: 261; 2024: 20
Shady Hills 2 | Gas/Oil:Combustion Turbine | DEF | DEF | 2023: 226; 2024: 23
Shady Hills 3 | Gas/Oil:Combustion Turbine | DEF | DEF | 2023: 311; 2024: 7
Solar 3rdParty Block 1 | Renewable:Solar PV | DEF | DEF |  | 2688 | 4512 | 4512 | 4512 | 4524 | 4512 | 4512 | 4512 | 4524 | 4512 | 4512 | 4512 | 4524 | 4512 | 4512 | 4512 | 4524 | 4512
Solar 3rdParty Block 2 | Renewable:Solar PV | DEF | DEF | 2032: 2688; 2033: 4512; 2034: 4512; 2035: 4512; 2036: 4524; 2037: 4512; 2038: 4512; 2039: 4512; 2040: 4524; 2041: 4512
Solar 3rdParty Block 3 | Renewable:Solar PV | DEF | DEF | 2040: 2688; 2041: 4512
Solar DEF Bay Ranch | Renewable:Solar PV | DEF | DEF | 3118 | 4565 | 4553 | 4553 | 4553 | 4565 | 4553 | 4553 | 4550 | 4565 | 4525 | 4169 | 4178 | 4349 | 4384 | 4391 | 4310 | 4402 | 4335
Solar DEF Bay Trail | Renewable:Solar PV | DEF | DEF | 4553 | 4565 | 4553 | 4553 | 4553 | 4565 | 4553 | 4553 | 4553 | 4556 | 4239 | 4127 | 4157 | 4347 | 4385 | 4383 | 4315 | 4382 | 4324
Solar DEF Charlie Creek | Renewable:Solar PV | DEF | DEF | 4512 | 4524 | 4512 | 4512 | 4512 | 4524 | 4512 | 4512 | 4507 | 4505 | 4166 | 4051 | 4100 | 4262 | 4306 | 4243 | 4180 | 4265 | 4118
Solar DEF Columbia | Renewable:Solar PV | DEF | DEF | 4512 | 4524 | 4512 | 4512 | 4512 | 4524 | 4510 | 4475 | 4329 | 4154 | 4097 | 4017 | 4073 | 4250 | 4294 | 4258 | 4186 | 4278 | 4141
Solar DEF County Line | Renewable:Solar PV | DEF | DEF |  |  | 4212 | 4553 | 4553 | 4565 | 4553 | 4553 | 4553 | 4530 | 4525 | 4528 | 4236 | 4356 | 4387 | 4399 | 4333 | 4403 | 4350
Solar DEF Debary | Renewable:Solar PV | DEF | DEF | 4512 | 4524 | 4512 | 4512 | 4512 | 4524 | 4511 | 4481 | 4346 | 4172 | 4101 | 4000 | 4054 | 4236 | 4275 | 4206 | 4168 | 4255 | 4116
Solar DEF Duette | Renewable:Solar PV | DEF | DEF | 4512 | 4524 | 4512 | 4512 | 4512 | 4524 | 4512 | 4499 | 4401 | 4241 | 4176 | 4071 | 4088 | 4259 | 4318 | 4253 | 4194 | 4271 | 4137
Solar DEF Falmouth | Renewable:Solar PV | DEF | DEF |  | 3890 | 4553 | 4553 | 4553 | 4565 | 4553 | 4553 | 4547 | 4565 | 4553 | 4271 | 4201 | 4351 | 4405 | 4409 | 4324 | 4401 | 4353
Solar DEF Fort Green | Renewable:Solar PV | DEF | DEF | 4553 | 4565 | 4553 | 4553 | 4553 | 4565 | 4553 | 4553 | 4548 | 4548 | 4253 | 4132 | 4163 | 4346 | 4391 | 4374 | 4325 | 4398 | 4314
Solar DEF Hamilton | Renewable:Solar PV | DEF | DEF | 4512 | 4524 | 4512 | 4512 | 4512 | 4524 | 4511 | 4484 | 4364 | 4171 | 4110 | 4004 | 4057 | 4239 | 4270 | 4206 | 4148 | 4227 | 4081
Solar DEF Hardeetown | Renewable:Solar PV | DEF | DEF | 3118 | 4565 | 4553 | 4553 | 4553 | 4565 | 4553 | 4553 | 4552 | 4565 | 4526 | 4160 | 4177 | 4337 | 4396 | 4392 | 4327 | 4397 | 4319
Solar DEF High Spring | Renewable:Solar PV | DEF | DEF | 2276 | 4565 | 4553 | 4553 | 4553 | 4565 | 4553 | 4553 | 4552 | 4565 | 4540 | 4177 | 4191 | 4335 | 4400 | 4399 | 4335 | 4404 | 4347
Solar DEF Hildreth | Renewable:Solar PV | DEF | DEF | 3118 | 4565 | 4553 | 4553 | 4553 | 4565 | 4553 | 4553 | 4548 | 4565 | 4531 | 4168 | 4184 | 4343 | 4390 | 4398 | 4326 | 4398 | 4346
Solar DEF Lake Placid | Renewable:Solar PV | DEF | DEF | 4316 | 4312 | 4310 | 4336 | 4348 | 4359 | 4330 | 4303 | 4204 | 4027 | 3973 | 3878 | 3898 | 4116 | 4156 | 4103 | 4059 | 4144 | 4005
Solar DEF Mule Creek | Renewable:Solar PV | DEF | DEF |  | 4224 | 4553 | 4553 | 4553 | 4565 | 4553 | 4553 | 4544 | 4565 | 4553 | 4188 | 4174 | 4345 | 4390 | 4386 | 4308 | 4397 | 4343
Solar DEF NEW 1 | Renewable:Solar PV | DEF | DEF | 2035: 4159.0001; 2036: 4322.0005; 2037: 4363.9993; 2038: 4321.9997; 2039: 4256.9998; 2040: 4334.9991; 2041: 4200.9997
Solar DEF NEW 1 PTC | Renewable:Solar PV | DEF | DEF | 2025: 4553; 2026: 4553; 2027: 4553.0001; 2028: 4564.999; 2029: 4553.0005; 2030: 4552.9999; 2031: 4553.0001; 2032: 4549.9993; 2033: 4533.0013; 2034: 4526.9997
Solar DEF NEW 2 | Renewable:Solar PV | DEF | DEF | 2035: 1841; 2036: 4324.8253; 2037: 4381.8249; 2038: 4350.9196; 2039: 4273.8146; 2040: 4350.9044; 2041: 4227.8947
Solar DEF NEW 2 PTC | Renewable:Solar PV | DEF | DEF | 2025: 1844; 2026: 4543.7802; 2027: 4543.7797; 2028: 4555.7799; 2029: 4543.7803; 2030: 4543.7801; 2031: 4543.7802; 2032: 4535.7795; 2033: 4529.7795; 2034: 4533.7817; 2035: 2701.9998
Solar DEF NEW 3 | Renewable:Solar PV | DEF | DEF | 2037: 341; 2038: 2362.5565; 2039: 3252.142; 2040: 3333.7368; 2041: 3355.5016
Solar DEF NEW 3 PTC | Renewable:Solar PV | DEF | DEF |  |  |  |  | 341 | 2458.2933 | 3413.345 | 3436.6307 | 3505.777 | 3595.5815 | 4551.2945 | 4551.2949 | 4549.2948 | 4563.2952 | 4499.817 | 4490.3051 | 4495.2476 | 4473.3301 | 4397.4921
Solar DEF NEW 4 | Renewable:Solar PV | DEF | DEF | 2036: 340; 2037: 4399.3052; 2038: 4394.2954; 2039: 4323.2943; 2040: 4407.2998; 2041: 4341.2948
Solar DEF NEW 4 PTC | Renewable:Solar PV | DEF | DEF | 2026: 341; 2027: 4551.2951; 2028: 4563.2947; 2029: 4551.2952; 2030: 4551.2942; 2031: 4551.2955; 2032: 4544.2949; 2033: 4541.2948; 2034: 4532.2942; 2035: 4544.2964; 2036: 4222.9997
Solar DEF NEW 6 PTC | Renewable:Solar PV | DEF | DEF | 2033: 341; 2034: 2542.2205; 2035: 4550.295; 2036: 4563.2951; 2037: 4551.295; 2038: 4551.295; 2039: 4551.2949; 2040: 4563.2955; 2041: 4551.296
Solar DEF Osc Perry Suw | Renewable:Solar PV | DEF | DEF | 4512 | 4524 | 4512 | 4512 | 4512 | 4524 | 4511 | 4491 | 4395 | 4231 | 4209 | 4141 | 4156 | 4316 | 4333 | 4349 | 4286 | 4367 | 4309
Solar DEF Sandy Creek | Renewable:Solar PV | DEF | DEF | 4512 | 4524 | 4512 | 4512 | 4512 | 4524 | 4512 | 4512 | 4510 | 4500 | 4161 | 4056 | 4080 | 4252 | 4300 | 4229 | 4184 | 4263 | 4111
Solar DEF Santa Fe | Renewable:Solar PV | DEF | DEF | 4512 | 4524 | 4512 | 4512 | 4512 | 4524 | 4510 | 4489 | 4391 | 4206 | 4147 | 4037 | 4067 | 4253 | 4293 | 4222 | 4155 | 4238 | 4086
Solar DEF St Pete Pier | Renewable:Solar PV | DEF | DEF | 4391 | 4401 | 4390 | 4390 | 4389 | 4399 | 4385 | 4355 | 4253 | 4073 | 4034 | 3968 | 3990 | 4145 | 4207 | 4182 | 4098 | 4183 | 4062
Solar DEF Trenton | Renewable:Solar PV | DEF | DEF | 4512 | 4524 | 4512 | 4512 | 4512 | 4524 | 4511 | 4492 | 4380 | 4189 | 4126 | 4020 | 4057 | 4240 | 4291 | 4218 | 4154 | 4253 | 4079
Solar DEF Twin Rivers | Renewable:Solar PV | DEF | DEF | 4512 | 4524 | 4512 | 4512 | 4512 | 4524 | 4511 | 4495 | 4399 | 4230 | 4142 | 4043 | 4066 | 4262 | 4304 | 4221 | 4185 | 4259 | 4098
Solar DEF Winquepin | Renewable:Solar PV | DEF | DEF |  | 4224 | 4553 | 4553 | 4553 | 4565 | 4553 | 4553 | 4551 | 4565 | 4553 | 4226 | 4207 | 4350 | 4403 | 4404 | 4330 | 4411 | 4345
Solar+Storage DEF NEW 1 | Renewable:Solar PV | DEF | DEF | 2039: 376; 2040: 2466.7322; 2041: 3138.907
Solar+Storage DEF NEW 1 PTC + ITC | Renewable:Solar PV | DEF | DEF | [6 empty] | 400 | 2755.3759 | 3538.828 | 5107.945 | 5076.966 | 5110.955 | 5120.9501 | 5149.946 | 5138.9397 | 5152.926 | 5026.9722 | 4977.9819 | 4763.9996
Standby | Demand:Demand Response | DEF | DEF | 2 |  | 1 |  | 3 |  | 14 | 15 | 3 | 3 | 6 | 15 | 10 | 13 | 25 | 21 | 16 | 8 | 6
SUWANNEE_P 1 | Gas/Oil:Combustion Turbine | DEF | DEF | 132 | 229 | 207 | 208 | 176 | 183 | 212 | 235 | 203 | 167 | 182 | 87
SUWANNEE_P 2 | Gas/Oil:Combustion Turbine | DEF | DEF | 127 | 169 | 140 | 205 | 148 | 196 | 205 | 217 | 169 | 167 | 165 | 72
SUWANNEE_P 3 | Gas/Oil:Combustion Turbine | DEF | DEF | 227 | 297 | 279 | 296 | 254 | 277 | 247 | 287 | 229 | 219 | 225 | 97
Tigerbay 1 | Gas/Oil:Combined Cycle | DEF | DEF | 5629 | 5225 | 4513 | 5255 | 4753 | 4876 | 3861 | 3738 | 2835 | 2777 | 1944 | 2941 | 331
U OF FL 1 | Gas/Oil:Combustion Turbine | DEF | DEF | 2023: 7608; 2024: 7656; 2025: 7656; 2026: 7632; 2027: 6408
Voltage Red | Demand:Demand Response | DEF | DEF | 1 |  | 2 | 1 | 3 | 4 | 5 | 6 | 4 | 4 | 8 | 7 | 9 | 7 | 11 | 19 | 8 | 2 | 4
WaterHtr_PP | Demand:Demand Response | DEF | DEF | 1031 | 1094 | 1008 | 816 | 687 | 668 | 700 | 659 | 600 | 559 | 469 | 371 | 202 | 232 | 267 | 217 | 162 | 161 | 143
Group Totals
Resource | Type | BA | Area | 2023 | 2024 | 2025 | 2026 | 2027 | 2028 | 2029 | 2030 | 2031 | 2032 | 2033 | 2034 | 2035 | 2036 | 2037 | 2038 | 2039 | 2040 | 2041
Total | Coal:Conventional | DEF | DEF | 2353 | 2868 | 2990.5 | 2682.5 | 2989 | 3969 | 3292 | 4035 | 5916 | 5326.5 | 4885 | 1849
Total | Demand:Demand Response | DEF | DEF | 172.5 | 183 | 168.6667 | 136.5 | 116.3333 | 112.8333 | 122 | 116.8333 | 102 | 95.3333 | 81.8333 | 65.8333 | 37.8333 | 42.5 | 52.3333 | 43.1667 | 31.1667 | 28.5 | 25.6667
Total | Gas/Oil:Combined Cycle | DEF | DEF | 5196.8889 | 4556.5263 | 5231.2667 | 5210.7143 | 5161.0714 | 5051.8571 | 4992.1429 | 4760 | 4266.0714 | 4186.7857 | 4074.2143 | 4269.1429 | 4218.7857 | 4564.6923 | 4719.4615 | 4411.2308 | 4186.6154 | 4257.25 | 4110.0833
Total | Gas/Oil:Combustion Turbine | DEF | DEF | 350.119 | 366.0952 | 345.6923 | 342.5429 | 257.2286 | 109.6087 | 140.913 | 134.4783 | 96.5217 | 80.6957 | 85.1739 | 80.931 | 123.9444 | 204.6667 | 324.2485 | 188.0714 | 275.0601 | 285.2475 | 220.841
Total | Gas/Oil:Steam Turbine | DEF | DEF | 4662 | 4673 | 2840.5 | 4211 | 4353 | 4603 | 4428 | 4013 | 3252 | 3458 | 3247 | 3428 | 3732.5 | 3583 | 4099 | 2910 | 1834 | 987 | 885.5
Total | Nuclear:Nuclear | DEF | DEF | 2038: 5003.9724; 2039: 8324.5673; 2040: 6635.229; 2041: 8319.5778
Total | Renewable:Biomass | DEF | DEF | 5768 | 5824 | 5784 | 3504 | 3504 | 3512 | 3504 | 3504 | 3504 | 3520 | 3504 | 3504 | 3504 | 3528 | 3504 | 3504 | 3504 | 3504 | 3504
Total | Renewable:Solar PV | DEF | DEF | 4142.3889 | 4380.4091 | 4138.0345 | 4015.9924 | 4073.793 | 4132.6764 | 4079.9074 | 4070.8267 | 4056.3799 | 4137.3351 | 3859.0146 | 3952.292 | 4283.6228 | 4328.0866 | 4327.2021 | 4311.0485 | 4232.3749 | 4194.9572 | 4103.0195
Total | Storage:Battery | DEF | DEF | [7 empty] | 2268 | 2874 | 2908.8 | 3261.9286 | 4463.8846 | 5508.5278 | 6366.0278 | 6357.8889 | 6238.7778 | 5961.8 | 6513.2667 | 6446.5778
Battery Case
Resource | Type | BA | Area | 2023 | 2024 | 2025 | 2026 | 2027 | 2028 | 2029 | 2030 | 2031 | 2032 | 2033 | 2034 | 2035 | 2036 | 2037 | 2038 | 2039 | 2040 | 2041
AC | Demand:Demand Response | DEF | DEF | 2025: 1; 2027: 1; 2029: 1; 2032: 3; 2033: 2; 2034: 1; 2037: 7; 2038: 1
Anclote 1 | Gas/Oil:Steam Turbine | DEF | DEF | 5154 | 5399 | 2981 | 4719 | 5314 | 4773 | 4489 | 4903 | 2903 | 3379 | 3278 | 3872 | 4096 | 3787 | 4433 | 3646 | 3130 | 1711 | 1607
Anclote 2 | Gas/Oil:Steam Turbine | DEF | DEF | 4304 | 3947 | 2700 | 3449 | 3739 | 3859 | 3752 | 3173 | 3679 | 3330 | 3205 | 3011 | 3431 | 3497 | 3888 | 1997 | 692 | 415 | 426
As Avail | Gas/Oil:Combined Cycle | DEF | DEF | 1752 | 1752 | 1752 | 1752 | 1752 | 1776 | 1752 | 1752 | 1752 | 1752 | 1752 | 1752 | 1752 | 1752 | 1752 | 1752 | 1752 | 1752 | 1752
As Avail PCS | Renewable:Biomass | DEF | DEF | 3504 | 3504 | 3504 | 3504 | 3504 | 3528 | 3504 | 3504 | 3504 | 3528 | 3504 | 3504 | 3504 | 3528 | 3504 | 3504 | 3504 | 3504 | 3504
Bartow CC 1 0 | Gas/Oil:Combined Cycle | DEF | DEF | 7536 | 7176 | 7896 | 7824 | 7464 | 7584 | 8040 | 8040 | 8040 | 8064 | 7680 | 8040 | 8040 | 8064 | 7248 | 8040 | 8040 | 8040 | 7680
Bartow CC 1 PAG | Gas/Oil:Combined Cycle | DEF | DEF | 3068 | 3068 | 2684 | 2648 | 2095 | 2139 | 2151 | 1823 | 1717 | 1575 | 1368 | 1791 | 2044 | 1948 | 2117 | 1963 | 2047 | 1954 | 1826
BARTOW_P 1 | Gas/Oil:Combustion Turbine | DEF | DEF | 2026: 3
BARTOW_P 2 | Gas/Oil:Combustion Turbine | DEF | DEF | 36 | 52 | 52 | 45 | 34 | 62 | 61 | 80 | 54 | 55 | 56 | 23
BARTOW_P 3 | Gas/Oil:Combustion Turbine | DEF | DEF | 2026: 3; 2027: 2
BARTOW_P 4 | Gas/Oil:Combustion Turbine | DEF | DEF | 41 | 48 | 92 | 110 | 46 | 82 | 115 | 99 | 80 | 71 | 64 | 43
Battery 2 Hours | Storage:Battery | DEF | DEF |  |  |  |  | 2592.5 | 2707.5 | 2718.5 | 2809 | 2644.5 | 2680 | 2634.5 | 2785 | 2871 | 2744.5 | 2721 | 2720.5 | 2766 | 2708 | 2662
Battery 4 Hours | Storage:Battery | DEF | DEF | 2032: 2147.3333; 2033: 2954.9167; 2034: 4247.0417; 2035: 5301.2647; 2036: 6177.0588; 2037: 6171.2059; 2038: 6059.7059; 2039: 5796.9535; 2040: 6372.2326; 2041: 6203.4651
BAYBORO_P 1 | Gas/Oil:Combustion Turbine | DEF | DEF | 2024: 4
BAYBORO_P 2 | Gas/Oil:Combustion Turbine | DEF | DEF | bar: 2023 to 2025
BAYBORO_P 3 | Gas/Oil:Combustion Turbine | DEF | DEF
BAYBORO_P 4 | Gas/Oil:Combustion Turbine | DEF | DEF | bar: 2024
Citrus CC 1 | Gas/Oil:Combined Cycle | DEF | DEF | 7776 | 7848 | 7295 | 7824 | 7824 | 6984 | 7656 | 7626 | 7127 | 7647 | 7556 | 7544 | 7063 | 7259 | 6720 | 7237 | 6825 | 6528 | 6602
Citrus CC 1 Duct | Gas/Oil:Combined Cycle | DEF | DEF | 3110 | 3276 | 2423 | 2617 | 2229 | 2073 | 2086 | 1687 | 1482 | 1494 | 1500 | 1748 | 2035 | 2009 | 2219 | 1940 | 2167 | 1887 | 2096
Citrus CC 2 | Gas/Oil:Combined Cycle | DEF | DEF | 7632 | 7799 | 7776 | 7248 | 7776 | 6936 | 7608 | 7606 | 7144 | 7544 | 7486 | 7536 | 7226 | 7285 | 6832 | 7171 | 7052 | 6245 | 6942
Citrus CC 2 Duct | Gas/Oil:Combined Cycle | DEF | DEF | 2998 | 3287 | 2627 | 2203 | 2198 | 2063 | 2141 | 1692 | 1519 | 1440 | 1487 | 1691 | 1972 | 2031 | 2014 | 1835 | 2054 | 1920 | 1996
Crystal 4 | Coal:Conventional | DEF | DEF | 2777 | 2613 | 2848 | 2616 | 3152 | 3834 | 3550 | 3934 | 5950 | 4517 | 4826 | 1782
Crystal 5 | Coal:Conventional | DEF | DEF | 1929 | 3123 | 3133 | 2754 | 2575 | 3991 | 3050 | 4277 | 5428 | 6019 | 5146 | 1735
DEBARY 10 | Gas/Oil:Combustion Turbine | DEF | DEF | 2025: 2; 2026: 2; 2027: 4; 2028: 11; 2029: 36; 2030: 22; 2033: 9; 2034: 10; 2035: 23
DEBARY 2 | Gas/Oil:Combustion Turbine | DEF | DEF | 2024: 4
DEBARY 3 | Gas/Oil:Combustion Turbine | DEF | DEF | 2025: 3; 2026: 4; 2027: 4
DEBARY 4 | Gas/Oil:Combustion Turbine | DEF | DEF | 2024: 2; 2025: 4; 2026: 8
DEBARY 5 | Gas/Oil:Combustion Turbine | DEF | DEF | 2024: 3
DEBARY 6 | Gas/Oil:Combustion Turbine | DEF | DEF | 2023: 3; 2024: 5; 2025: 1; 2026: 8; 2027: 3
DEBARY 7 | Gas/Oil:Combustion Turbine | DEF | DEF | 219 | 182 | 246 | 202 | 155 | 181 | 212 | 212 | 150 | 128 | 118 | 166 | 136 | 31
DEBARY 8 | Gas/Oil:Combustion Turbine | DEF | DEF | 273 | 320 | 320 | 260 | 153 | 219 | 212 | 220 | 189 | 192 | 160 | 212 | 160 | 73
DEBARY 9 | Gas/Oil:Combustion Turbine | DEF | DEF | 356 | 354 | 310 | 210 | 176 | 228 | 235 | 257 | 203 | 193 | 165 | 239 | 262 | 52
DEF Nuclear GE X300 PTC | Nuclear:Nuclear | DEF | DEF | 2038: 5006.6459; 2039: 8316.0001; 2040: 6635.229; 2041: 8324.0352
Gen 190MW CT | Gas/Oil:Combustion Turbine | DEF | DEF | 2034: 11.6667; 2035: 45.1667; 2036: 267.8333; 2037: 288.9752; 2038: 210.6667; 2039: 370.4063; 2040: 382.5591; 2041: 253.7695
Gen 190MW CT Ave | Gas/Oil:Combustion Turbine | DEF | DEF | 2039: 572.2775; 2040: 719.4241; 2041: 606.0446
HEAT | Demand:Demand Response | DEF | DEF | 2023: 1; 2024: 1; 2026: 2; 2027: 1; 2028: 2; 2029: 1; 2030: 2; 2031: 4; 2032: 1; 2034: 2; 2035: 1
Hines CC 1 | Gas/Oil:Combined Cycle | DEF | DEF | 6759 | 6718 | 7274 | 5760 | 6101 | 5532 | 5518 | 4411 | 2857 | 2395 | 2656 | 3365 | 4130 | 3973 | 5436 | 3802 | 814
Hines CC 2 | Gas/Oil:Combined Cycle | DEF | DEF | 6057 | 6367 | 5924 | 6445 | 5874 | 6448 | 5352 | 5674 | 4961 | 4161 | 3789 | 4494 | 4930 | 4634 | 5185 | 4465 | 4090 | 4147 | 3764
Hines CC 3 | Gas/Oil:Combined Cycle | DEF | DEF | 6953 | 6882 | 7080 | 6273 | 7272 | 6919 | 7057 | 5899 | 6541 | 5781 | 6012 | 5594 | 6021 | 5787 | 6643 | 5434 | 5494 | 5023 | 5091
Hines CC 4 | Gas/Oil:Combined Cycle | DEF | DEF | 6349 | 7252 | 5955 | 7187 | 6725 | 7190 | 6743 | 7039 | 5791 | 6494 | 6040 | 6106 | 5442 | 6401 | 6077 | 6257 | 5887 | 5998 | 5069
INT CITY 1 | Gas/Oil:Combustion Turbine | DEF | DEF | 2024: 2; 2025: 1; 2026: 2; 2027: 3; 2028: 5; 2029: 22; 2030: 10; 2031: 8; 2032: 3; 2033: 10; 2034: 3
INT CITY 10 | Gas/Oil:Combustion Turbine | DEF | DEF | 71 | 153 | 134 | 79 | 65 | 83 | 141 | 125 | 91 | 59 | 74 | 114 | 160 | 203 | 332 | 65
INT CITY 11 | Gas/Oil:Combustion Turbine | DEF | DEF | 2 | 5 | 10 | 12 | 4 | 14 | 35 | 23 | 7 | 7 | 18 | 10 | 22 | 32 | 58 | 43 | 4 | 4 | 3
INT CITY 12 | Gas/Oil:Combustion Turbine | DEF | DEF | 83 | 90 | 91 | 58 | 45 | 63 | 129 | 97 | 65 | 28 | 55 | 119 | 106 | 220 | 296 | 271 | 38 | 26 | 52
INT CITY 13 | Gas/Oil:Combustion Turbine | DEF | DEF | 124 | 147 | 131 | 112 | 112 | 108 | 160 | 84 | 74 | 76 | 87 | 138 | 165 | 257 | 404 | 356 | 87 | 83 | 66
INT CITY 14 | Gas/Oil:Combustion Turbine | DEF | DEF | 162 | 176 | 181 | 167 | 80 | 149 | 131 | 141 | 79 | 65 | 81 | 169 | 162 | 290 | 501 | 388 | 100 | 98 | 131
INT CITY 2 | Gas/Oil:Combustion Turbine | DEF | DEF | 2028: 3; 2029: 7; 2030: 14; 2031: 4; 2032: 2; 2033: 7
INT CITY 3 | Gas/Oil:Combustion Turbine | DEF | DEF | 2024: 2; 2025: 1; 2026: 3; 2027: 3; 2028: 6; 2029: 17; 2030: 16; 2031: 7; 2032: 2; 2033: 9; 2034: 2
INT CITY 4 | Gas/Oil:Combustion Turbine | DEF | DEF | 2024: 2; 2025: 3; 2026: 6; 2027: 3; 2028: 7; 2029: 22; 2030: 18; 2031: 8; 2032: 4; 2033: 11; 2034: 2
INT CITY 5 | Gas/Oil:Combustion Turbine | DEF | DEF | 2026: 3; 2028: 4; 2029: 14; 2030: 14; 2031: 5; 2032: 1; 2033: 8
INT CITY 6 | Gas/Oil:Combustion Turbine | DEF | DEF | 2024: 6; 2025: 2; 2026: 8; 2027: 4; 2028: 1; 2029: 29; 2030: 23; 2031: 8; 2032: 3; 2033: 12; 2034: 3
INT CITY 7 | Gas/Oil:Combustion Turbine | DEF | DEF | 304 | 437 | 383 | 288 | 198 | 222 | 257 | 267 | 232 | 189 | 173 | 305 | 349 | 428 | 535 | 192
INT CITY 8 | Gas/Oil:Combustion Turbine | DEF | DEF | 213 | 287 | 279 | 187 | 141 | 172 | 229 | 219 | 160 | 152 | 132 | 275 | 246 | 316 | 407 | 120
INT CITY 9 | Gas/Oil:Combustion Turbine | DEF | DEF | 173 | 309 | 270 | 188 | 121 | 175 | 248 | 195 | 155 | 119 | 111 | 264 | 267 | 318 | 402 | 134
INTER | Demand:Demand Response | DEF | DEF |  | 3 |  | 2 | 2 | 2 | 7 | 8 | 1 | 1 | 2 | 2 | 3 |  | 3 | 1 |  | 1 | 1
Mulberry | Gas/Oil:Combined Cycle | DEF | DEF | 2023: 4889; 2024: 3130
NSG Vand CT 1 | Gas/Oil:Combustion Turbine | DEF | DEF | 2023: 809; 2024: 947; 2025: 565; 2026: 274; 2027: 118
NSG Vand CT 2 | Gas/Oil:Combustion Turbine | DEF | DEF | 2023: 864; 2024: 1048; 2025: 627; 2026: 294; 2027: 124
NSG Vand CT 3 | Gas/Oil:Combustion Turbine | DEF | DEF | 2023: 999; 2024: 1066; 2025: 635; 2026: 529; 2027: 131
NSG Vand CT 4 | Gas/Oil:Combustion Turbine | DEF | DEF | 2023: 1076; 2024: 1322; 2025: 856; 2026: 636; 2027: 134
Orange Cogen | Gas/Oil:Combined Cycle | DEF | DEF | 2023: 5160; 2024: 5175; 2025: 5160
Orlando Cogen | Gas/Oil:Combined Cycle | DEF | DEF | 2023: 8040
Osprey 1 0 | Gas/Oil:Combined Cycle | DEF | DEF | 2023: 6207; 2024: 6024
Osprey 1 1 | Gas/Oil:Combined Cycle | DEF | DEF | 2023: 2312; 2024: 2619
Osprey 1 2 | Gas/Oil:Combined Cycle | DEF | DEF | 2023: 1300; 2024: 1403
OspreyAcq | Gas/Oil:Combined Cycle | DEF | DEF |  | 1217 | 7443 | 7171 | 6848 | 7286 | 6758 | 6741 | 6525 | 6128 | 6037 | 5743 | 5858 | 5951 | 6472 | 5461 | 5747 | 5474 | 4750
OspreyAcqDF | Gas/Oil:Combined Cycle | DEF | DEF |  | 356 | 2667 | 2759 | 2291 | 2548 | 2377 | 2306 | 1807 | 1604 | 1737 | 1952 | 2300 | 2370 | 2754 | 2196 | 2412 | 2253 | 2110
Pasco County | Renewable:Biomass | DEF | DEF | 7344 | 7368 | 7296 | 3504 | 3504 | 3504 | 3504 | 3504 | 3504 | 3504 | 3504 | 3504 | 3504 | 3528 | 3504 | 3504 | 3504 | 3504 | 3504
Pinellas County | Renewable:Biomass | DEF | DEF | 6456 | 6600 | 6552 | 3504 | 3504 | 3504 | 3504 | 3504 | 3504 | 3528 | 3504 | 3504 | 3504 | 3528 | 3504 | 3504 | 3504 | 3504 | 3504
Shady Hills 1 | Gas/Oil:Combustion Turbine | DEF | DEF | 2023: 283; 2024: 20
Shady Hills 2 | Gas/Oil:Combustion Turbine | DEF | DEF | 2023: 248; 2024: 23
Shady Hills 3 | Gas/Oil:Combustion Turbine | DEF | DEF | 2023: 272; 2024: 7
Solar 3rdParty Block 1 | Renewable:Solar PV | DEF | DEF |  | 2688 | 4512 | 4512 | 4512 | 4524 | 4512 | 4512 | 4512 | 4524 | 4512 | 4512 | 4512 | 4524 | 4512 | 4512 | 4512 | 4524 | 4512
Solar 3rdParty Block 2 | Renewable:Solar PV | DEF | DEF | 2032: 2688; 2033: 4512; 2034: 4512; 2035: 4512; 2036: 4524; 2037: 4512; 2038: 4512; 2039: 4512; 2040: 4524; 2041: 4512
Solar 3rdParty Block 3 | Renewable:Solar PV | DEF | DEF | 2040: 2688; 2041: 4512
Solar DEF Bay Ranch | Renewable:Solar PV | DEF | DEF | 3118 | 4565 | 4553 | 4553 | 4553 | 4565 | 4553 | 4553 | 4552 | 4565 | 4510 | 4126 | 4159 | 4333 | 4400 | 4398 | 4318 | 4394 | 4337
Solar DEF Bay Trail | Renewable:Solar PV | DEF | DEF | 4553 | 4565 | 4553 | 4553 | 4553 | 4565 | 4553 | 4553 | 4547 | 4555 | 4218 | 4113 | 4149 | 4326 | 4398 | 4373 | 4323 | 4402 | 4310
Solar DEF Charlie Creek | Renewable:Solar PV | DEF | DEF | 4512 | 4524 | 4512 | 4512 | 4512 | 4524 | 4512 | 4512 | 4510 | 4497 | 4160 | 4046 | 4057 | 4255 | 4293 | 4233 | 4158 | 4257 | 4071
Solar DEF Columbia | Renewable:Solar PV | DEF | DEF | 4512 | 4524 | 4512 | 4512 | 4512 | 4524 | 4512 | 4492 | 4348 | 4146 | 4111 | 4042 | 4077 | 4250 | 4298 | 4237 | 4168 | 4259 | 4120
Solar DEF County Line | Renewable:Solar PV | DEF | DEF |  |  | 4212 | 4553 | 4553 | 4565 | 4553 | 4553 | 4553 | 4525 | 4517 | 4528 | 4222 | 4338 | 4400 | 4411 | 4316 | 4411 | 4368
Solar DEF Debary | Renewable:Solar PV | DEF | DEF | 4512 | 4524 | 4512 | 4512 | 4512 | 4524 | 4512 | 4496 | 4343 | 4163 | 4095 | 3999 | 4044 | 4239 | 4276 | 4192 | 4143 | 4234 | 4067
Solar DEF Duette | Renewable:Solar PV | DEF | DEF | 4512 | 4524 | 4512 | 4512 | 4512 | 4524 | 4512 | 4499 | 4415 | 4223 | 4157 | 4051 | 4084 | 4266 | 4300 | 4235 | 4163 | 4250 | 4092
Solar DEF Falmouth | Renewable:Solar PV | DEF | DEF |  | 3890 | 4553 | 4553 | 4553 | 4565 | 4553 | 4553 | 4545 | 4565 | 4553 | 4269 | 4182 | 4334 | 4413 | 4408 | 4318 | 4395 | 4370
Solar DEF Fort Green | Renewable:Solar PV | DEF | DEF | 4553 | 4565 | 4553 | 4553 | 4553 | 4565 | 4553 | 4553 | 4552 | 4549 | 4220 | 4121 | 4153 | 4335 | 4389 | 4389 | 4308 | 4388 | 4311
Solar DEF Hamilton | Renewable:Solar PV | DEF | DEF | 4512 | 4524 | 4512 | 4512 | 4512 | 4524 | 4512 | 4496 | 4376 | 4177 | 4114 | 3998 | 4052 | 4234 | 4257 | 4178 | 4134 | 4227 | 4048
Solar DEF Hardeetown | Renewable:Solar PV | DEF | DEF | 3118 | 4565 | 4553 | 4553 | 4553 | 4565 | 4553 | 4553 | 4552 | 4565 | 4508 | 4153 | 4179 | 4332 | 4404 | 4395 | 4319 | 4392 | 4335
Solar DEF High Spring | Renewable:Solar PV | DEF | DEF | 2276 | 4565 | 4553 | 4553 | 4553 | 4565 | 4553 | 4553 | 4548 | 4565 | 4537 | 4145 | 4183 | 4333 | 4402 | 4401 | 4320 | 4391 | 4365
Solar DEF Hildreth | Renewable:Solar PV | DEF | DEF | 3118 | 4565 | 4553 | 4553 | 4553 | 4565 | 4553 | 4553 | 4551 | 4565 | 4512 | 4142 | 4167 | 4332 | 4399 | 4401 | 4315 | 4404 | 4351
Solar DEF Lake Placid | Renewable:Solar PV | DEF | DEF | 4316 | 4312 | 4310 | 4336 | 4348 | 4359 | 4331 | 4321 | 4206 | 4027 | 3956 | 3855 | 3885 | 4098 | 4135 | 4064 | 4045 | 4145 | 3959
Solar DEF Mule Creek | Renewable:Solar PV | DEF | DEF |  | 4224 | 4553 | 4553 | 4553 | 4565 | 4553 | 4553 | 4552 | 4565 | 4553 | 4179 | 4172 | 4331 | 4383 | 4384 | 4313 | 4405 | 4338
Solar DEF NEW 1 | Renewable:Solar PV | DEF | DEF | 2035: 4149; 2036: 4322.0004; 2037: 4334.9993; 2038: 4303.9997; 2039: 4219.9998; 2040: 4319.9992; 2041: 4136.9997
Solar DEF NEW 1 PTC | Renewable:Solar PV | DEF | DEF | 2025: 4553; 2026: 4553; 2027: 4553.0001; 2028: 4564.999; 2029: 4553.0005; 2030: 4552.9999; 2031: 4553.0001; 2032: 4530.9993; 2033: 4513.0013; 2034: 4523.9998
Solar DEF NEW 2 | Renewable:Solar PV | DEF | DEF | 2035: 1839; 2036: 4337.8204; 2037: 4367.8299; 2038: 4332.9446; 2039: 4253.8296; 2040: 4327.9144; 2041: 4184.8897
Solar DEF NEW 2 PTC | Renewable:Solar PV | DEF | DEF | 2025: 1844; 2026: 4543.7802; 2027: 4543.7797; 2028: 4555.7799; 2029: 4543.7803; 2030: 4543.7801; 2031: 4543.7802; 2032: 4535.7795; 2033: 4524.7795; 2034: 4529.7817; 2035: 2702.9998
Solar DEF NEW 3 | Renewable:Solar PV | DEF | DEF | 2037: 341; 2038: 2363.5641; 2039: 3238.7417; 2040: 3334.9416; 2041: 3352.9989
Solar DEF NEW 3 PTC | Renewable:Solar PV | DEF | DEF |  |  |  |  | 341 | 2458.2933 | 3413.345 | 3436.6307 | 3505.777 | 3595.5815 | 4551.2945 | 4551.2949 | 4551.2948 | 4563.2952 | 4499.817 | 4490.3051 | 4495.2476 | 4473.3301 | 4397.4921
Solar DEF NEW 4 | Renewable:Solar PV | DEF | DEF | 2036: 340; 2037: 4410.2951; 2038: 4380.3104; 2039: 4316.2992; 2040: 4401.3048; 2041: 4333.2948
Solar DEF NEW 4 PTC | Renewable:Solar PV | DEF | DEF | 2026: 341; 2027: 4551.2951; 2028: 4563.2947; 2029: 4551.2952; 2030: 4551.2942; 2031: 4551.2955; 2032: 4541.2951; 2033: 4533.2949; 2034: 4535.2942; 2035: 4548.2964; 2036: 4223.9997
Solar DEF NEW 6 PTC | Renewable:Solar PV | DEF | DEF | 2033: 341; 2034: 2542.2205; 2035: 4548.295; 2036: 4563.2951; 2037: 4551.295; 2038: 4551.295; 2039: 4551.2949; 2040: 4563.2955; 2041: 4551.296
Solar DEF Osc Perry Suw | Renewable:Solar PV | DEF | DEF | 4512 | 4524 | 4512 | 4512 | 4512 | 4524 | 4511 | 4502 | 4411 | 4214 | 4207 | 4126 | 4141 | 4301 | 4363 | 4346 | 4271 | 4353 | 4319
Solar DEF Sandy Creek | Renewable:Solar PV | DEF | DEF | 4512 | 4524 | 4512 | 4512 | 4512 | 4524 | 4512 | 4512 | 4508 | 4496 | 4143 | 4037 | 4072 | 4248 | 4268 | 4224 | 4164 | 4247 | 4086
Solar DEF Santa Fe | Renewable:Solar PV | DEF | DEF | 4512 | 4524 | 4512 | 4512 | 4512 | 4524 | 4512 | 4507 | 4393 | 4198 | 4123 | 4017 | 4055 | 4245 | 4261 | 4202 | 4150 | 4241 | 4058
Solar DEF St Pete Pier | Renewable:Solar PV | DEF | DEF | 4391 | 4401 | 4390 | 4390 | 4389 | 4399 | 4387 | 4367 | 4248 | 4046 | 4031 | 3958 | 3983 | 4145 | 4195 | 4160 | 4095 | 4168 | 4052
Solar DEF Trenton | Renewable:Solar PV | DEF | DEF | 4512 | 4524 | 4512 | 4512 | 4512 | 4524 | 4511 | 4501 | 4379 | 4173 | 4108 | 4026 | 4052 | 4235 | 4261 | 4185 | 4133 | 4215 | 4043
Solar DEF Twin Rivers | Renewable:Solar PV | DEF | DEF | 4512 | 4524 | 4512 | 4512 | 4512 | 4524 | 4512 | 4502 | 4408 | 4197 | 4141 | 4028 | 4051 | 4242 | 4277 | 4216 | 4165 | 4238 | 4055
Solar DEF Winquepin | Renewable:Solar PV | DEF | DEF |  | 4224 | 4553 | 4553 | 4553 | 4565 | 4553 | 4553 | 4549 | 4565 | 4553 | 4220 | 4192 | 4338 | 4404 | 4407 | 4328 | 4393 | 4354
Solar+Storage DEF NEW 1 | Renewable:Solar PV | DEF | DEF | 2039: 375; 2040: 2469.2384; 2041: 3147.5954
Solar+Storage DEF NEW 1 PTC + ITC | Renewable:Solar PV | DEF | DEF | [6 empty] | 400 | 2755.3759 | 3538.828 | 5095.945 | 5075.966 | 5107.955 | 5122.9502 | 5148.946 | 5138.9397 | 5152.926 | 5026.9722 | 4977.9819 | 4763.9996
Standby | Demand:Demand Response | DEF | DEF | 2 |  | 1 | 3 | 2 | 1 | 10 | 17 | 6 | 6 | 5 | 7 | 10 | 12 | 27 | 18 | 14 | 6 | 10
SUWANNEE_P 1 | Gas/Oil:Combustion Turbine | DEF | DEF | 139 | 229 | 207 | 209 | 134 | 162 | 195 | 241 | 193 | 166 | 178 | 77
SUWANNEE_P 2 | Gas/Oil:Combustion Turbine | DEF | DEF | 123 | 169 | 140 | 192 | 109 | 168 | 182 | 210 | 169 | 163 | 155 | 69
SUWANNEE_P 3 | Gas/Oil:Combustion Turbine | DEF | DEF | 214 | 297 | 279 | 300 | 205 | 252 | 262 | 273 | 218 | 219 | 216 | 93
Tigerbay 1 | Gas/Oil:Combined Cycle | DEF | DEF | 5714 | 5225 | 4513 | 5258 | 4546 | 4947 | 4085 | 3412 | 2775 | 2572 | 1937 | 2817 | 332
U OF FL 1 | Gas/Oil:Combustion Turbine | DEF | DEF | 2023: 7608; 2024: 7656; 2025: 7656; 2026: 7632; 2027: 6408
Voltage Red | Demand:Demand Response | DEF | DEF |  |  | 2 | 1 | 1 | 5 | 6 | 3 | 5 | 6 | 1 | 3 | 6 | 3 | 9 | 11 | 6 | 2 | 2
WaterHtr_PP | Demand:Demand Response | DEF | DEF | 1017 | 1094 | 1008 | 832 | 527 | 558 | 607 | 567 | 575 | 548 | 442 | 368 | 202 | 231 | 258 | 217 | 173 | 137 | 151
Group Totals
Resource | Type | BA | Area | 2023 | 2024 | 2025 | 2026 | 2027 | 2028 | 2029 | 2030 | 2031 | 2032 | 2033 | 2034 | 2035 | 2036 | 2037 | 2038 | 2039 | 2040 | 2041
Total | Coal:Conventional | DEF | DEF | 2353 | 2868 | 2990.5 | 2685 | 2863.5 | 3912.5 | 3300 | 4105.5 | 5689 | 5268 | 4986 | 1758.5
Total | Demand:Demand Response | DEF | DEF | 170 | 183 | 168.6667 | 140 | 89 | 94.6667 | 105.3333 | 99.5 | 98.5 | 94.1667 | 75.3333 | 63.8333 | 37 | 41 | 50.6667 | 41.3333 | 32.1667 | 24.3333 | 27.3333
Total | Gas/Oil:Combined Cycle | DEF | DEF | 5200.6667 | 4556.5263 | 5231.2667 | 5212.0714 | 5071.0714 | 5030.3571 | 4951.7143 | 4693.4286 | 4288.4286 | 4189.3571 | 4074.0714 | 4298.0714 | 4224.6429 | 4574.1538 | 4728.3846 | 4427.1538 | 4183.1538 | 4268.4167 | 4139.8333
Total | Gas/Oil:Combustion Turbine | DEF | DEF | 349.9048 | 366.0952 | 345.6923 | 343.8286 | 249.1143 | 103.3478 | 128.3043 | 124.3478 | 93.8696 | 82.4783 | 83 | 82.9655 | 129.3889 | 212.6111 | 333.4894 | 202.3571 | 274.8832 | 293.2526 | 216.4238
Total | Gas/Oil:Steam Turbine | DEF | DEF | 4729 | 4673 | 2840.5 | 4084 | 4526.5 | 4316 | 4120.5 | 4038 | 3291 | 3354.5 | 3241.5 | 3441.5 | 3763.5 | 3642 | 4160.5 | 2821.5 | 1911 | 1063 | 1016.5
Total | Nuclear:Nuclear | DEF | DEF | 2038: 5006.6459; 2039: 8316.0001; 2040: 6635.229; 2041: 8324.0352
Total | Renewable:Biomass | DEF | DEF | 5768 | 5824 | 5784 | 3504 | 3504 | 3512 | 3504 | 3504 | 3504 | 3520 | 3504 | 3504 | 3504 | 3528 | 3504 | 3504 | 3504 | 3504 | 3504
Total | Renewable:Solar PV | DEF | DEF | 4142.3889 | 4380.4091 | 4138.0345 | 4015.9924 | 4073.793 | 4132.6764 | 4080.1258 | 4073.1291 | 4057.5585 | 4133.2518 | 3855.0345 | 3949.1091 | 4281.0734 | 4326.4269 | 4325.3586 | 4307.3792 | 4226.0814 | 4191.7665 | 4096.4397
Total | Storage:Battery | DEF | DEF |  |  |  |  | 2592.5 | 2707.5 | 2718.5 | 2809 | 2644.5 | 2360.4 | 2909.1429 | 4134.5769 | 5166.25 | 5986.3611 | 5979.5278 | 5874.1944 | 5662.2444 | 6209.3778 | 6046.0667

## Starts
Starts
Base Case
Resource | Type | BA | Area | 2023 | 2024 | 2025 | 2026 | 2027 | 2028 | 2029 | 2030 | 2031 | 2032 | 2033 | 2034 | 2035 | 2036 | 2037 | 2038 | 2039 | 2040 | 2041
AC | Demand:Demand Response | DEF | DEF | 2025: 1; 2029: 4; 2030: 1; 2031: 3; 2032: 1; 2033: 2; 2035: 1; 2036: 1; 2037: 2
Anclote 1 | Gas/Oil:Steam Turbine | DEF | DEF | 10 | 10 | 7 | 8 | 10 | 10 | 10 | 10 | 13 | 11 | 9 | 8 | 10 | 8 | 10 | 7 | 6 | 7 | 3
Anclote 2 | Gas/Oil:Steam Turbine | DEF | DEF | 9 | 5 | 6 | 7 | 9 | 9 | 13 | 7 | 8 | 8 | 11 | 7 | 7 | 6 | 10 | 9 | 2 | 3 | 2
As Avail | Gas/Oil:Combined Cycle | DEF | DEF | 14 | 13 | 17 | 9 | 18 | 14 | 13 | 17 | 14 | 17 | 15 | 14 | 16 | 15 | 14 | 12 | 14 | 14 | 18
As Avail PCS | Renewable:Biomass | DEF | DEF | 21 | 14 | 16 | 13 | 18 | 19 | 23 | 21 | 16 | 18 | 16 | 12 | 17 | 17 | 18 | 17 | 19 | 17 | 17
Bartow CC 1 0 | Gas/Oil:Combined Cycle | DEF | DEF | 8 | 5 | 6 | 6 | 7 | 3 | 4 | 4 | 4 | 4 | 3 | 4 | 4 | 4 | 4 | 4 | 4 | 4 | 3
Bartow CC 1 PAG | Gas/Oil:Combined Cycle | DEF | DEF | 504 | 561 | 571 | 578 | 491 | 506 | 571 | 563 | 549 | 501 | 438 | 415 | 425 | 386 | 392 | 425 | 408 | 368 | 365
BARTOW_P 1 | Gas/Oil:Combustion Turbine | DEF | DEF | bar: 2026
BARTOW_P 2 | Gas/Oil:Combustion Turbine | DEF | DEF | 8 | 19 | 21 | 18 | 9 | 21 | 29 | 38 | 16 | 20 | 16 | 13
BARTOW_P 3 | Gas/Oil:Combustion Turbine | DEF | DEF | bar: 2026
BARTOW_P 4 | Gas/Oil:Combustion Turbine | DEF | DEF | 16 | 21 | 41 | 39 | 23 | 26 | 42 | 41 | 43 | 33 | 25 | 17
Battery 4 Hours | Storage:Battery | DEF | DEF | [7 empty] | 782 | 1895 | 4439 | 11804 | 27653 | 44125 | 49079 | 49627 | 49414 | 55696 | 60414 | 61747
BAYBORO_P 1 | Gas/Oil:Combustion Turbine | DEF | DEF | 2024: 4
BAYBORO_P 2 | Gas/Oil:Combustion Turbine | DEF | DEF | bar: 2023 to 2025
BAYBORO_P 3 | Gas/Oil:Combustion Turbine | DEF | DEF
BAYBORO_P 4 | Gas/Oil:Combustion Turbine | DEF | DEF | bar: 2024
Citrus CC 1 | Gas/Oil:Combined Cycle | DEF | DEF | 4 | 4 | 4 | 4 | 4 | 3 | 3 | 4 | 4 | 4 | 6 | 14 | 61 | 39 | 52 | 48 | 80 | 43 | 93
Citrus CC 1 Duct | Gas/Oil:Combined Cycle | DEF | DEF | 495 | 570 | 488 | 552 | 516 | 450 | 529 | 504 | 439 | 459 | 421 | 365 | 382 | 325 | 357 | 374 | 368 | 347 | 382
Citrus CC 2 | Gas/Oil:Combined Cycle | DEF | DEF | 4 | 4 | 4 | 4 | 4 | 3 | 3 | 3 | 3 | 12 | 15 | 11 | 43 | 35 | 34 | 43 | 57 | 66 | 69
Citrus CC 2 Duct | Gas/Oil:Combined Cycle | DEF | DEF | 461 | 535 | 511 | 476 | 526 | 452 | 553 | 511 | 479 | 455 | 454 | 366 | 375 | 345 | 356 | 361 | 369 | 360 | 392
Crystal 4 | Coal:Conventional | DEF | DEF | 8 | 5 | 9 | 4 | 9 | 11 | 9 | 8 | 7 | 6 | 5 | 5
Crystal 5 | Coal:Conventional | DEF | DEF | 7 | 9 | 8 | 6 | 10 | 11 | 11 | 10 | 5 | 8 | 7 | 5
DEBARY 10 | Gas/Oil:Combustion Turbine | DEF | DEF | 2025: 1; 2026: 1; 2028: 2; 2029: 15; 2030: 5; 2032: 1; 2033: 2; 2034: 4; 2035: 10
DEBARY 2 | Gas/Oil:Combustion Turbine | DEF | DEF | 2024: 2
DEBARY 3 | Gas/Oil:Combustion Turbine | DEF | DEF | 2025: 2; 2026: 2; 2027: 1
DEBARY 4 | Gas/Oil:Combustion Turbine | DEF | DEF | 2024: 1; 2025: 3; 2026: 3; 2027: 2
DEBARY 5 | Gas/Oil:Combustion Turbine | DEF | DEF | 2024: 2; 2027: 2
DEBARY 6 | Gas/Oil:Combustion Turbine | DEF | DEF | 2023: 2; 2024: 2; 2025: 1; 2026: 2; 2027: 2
DEBARY 7 | Gas/Oil:Combustion Turbine | DEF | DEF | 67 | 56 | 87 | 70 | 70 | 73 | 86 | 85 | 69 | 52 | 48 | 69 | 51 | 12
DEBARY 8 | Gas/Oil:Combustion Turbine | DEF | DEF | 87 | 93 | 103 | 79 | 59 | 87 | 86 | 87 | 83 | 76 | 62 | 88 | 57 | 20
DEBARY 9 | Gas/Oil:Combustion Turbine | DEF | DEF | 109 | 102 | 101 | 78 | 75 | 90 | 81 | 91 | 80 | 76 | 63 | 77 | 78 | 12
DEF Nuclear GE X300 PTC | Nuclear:Nuclear | DEF | DEF | 2038: 3; 2039: 0.89801; 2040: 4; 2041: 1.9148
Gen 190MW CT | Gas/Oil:Combustion Turbine | DEF | DEF | 2034: 3; 2035: 9; 2036: 21; 2037: 22.8068; 2038: 14; 2039: 291.1014; 2040: 309.2675; 2041: 237.3233
Gen 190MW CT Ave | Gas/Oil:Combustion Turbine | DEF | DEF | 2039: 74.41; 2040: 101.2102; 2041: 89.4544
HEAT | Demand:Demand Response | DEF | DEF | 2023: 1; 2024: 1; 2027: 5; 2028: 2; 2029: 1; 2030: 7; 2031: 1; 2032: 5; 2033: 3; 2035: 1; 2036: 1
Hines CC 1 | Gas/Oil:Combined Cycle | DEF | DEF | 6 | 8 | 10 | 15 | 19 | 16 | 24 | 26 | 34 | 28 | 34 | 21 | 30 | 23 | 41 | 44 | 28
Hines CC 2 | Gas/Oil:Combined Cycle | DEF | DEF | 24 | 32 | 32 | 40 | 42 | 64 | 51 | 78 | 89 | 96 | 76 | 81 | 87 | 80 | 106 | 114 | 61 | 106 | 86
Hines CC 3 | Gas/Oil:Combined Cycle | DEF | DEF | 12 | 22 | 36 | 41 | 39 | 41 | 49 | 52 | 85 | 87 | 106 | 92 | 105 | 91 | 114 | 106 | 90 | 94 | 111
Hines CC 4 | Gas/Oil:Combined Cycle | DEF | DEF | 10 | 9 | 8 | 9 | 9 | 9 | 9 | 13 | 34 | 63 | 71 | 84 | 90 | 76 | 74 | 85 | 67 | 89 | 95
INT CITY 1 | Gas/Oil:Combustion Turbine | DEF | DEF | 2024: 2; 2025: 1; 2026: 1; 2027: 1; 2028: 2; 2029: 15; 2030: 6; 2031: 3; 2032: 2; 2033: 4; 2034: 1
INT CITY 10 | Gas/Oil:Combustion Turbine | DEF | DEF | 27 | 47 | 42 | 26 | 36 | 39 | 47 | 47 | 33 | 26 | 29 | 45 | 49 | 61 | 85 | 21
INT CITY 11 | Gas/Oil:Combustion Turbine | DEF | DEF | 1 | 2 | 4 | 4 |  | 4 | 13 | 7 | 3 | 3 | 4 | 3 | 13 | 12 | 23 | 17 | 2 | 1 | 1
INT CITY 12 | Gas/Oil:Combustion Turbine | DEF | DEF | 13 | 17 | 23 | 15 | 16 | 17 | 23 | 22 | 15 | 8 | 12 | 23 | 20 | 32 | 49 | 57 | 8 | 15 | 15
INT CITY 13 | Gas/Oil:Combustion Turbine | DEF | DEF | 23 | 29 | 33 | 24 | 31 | 35 | 33 | 33 | 16 | 20 | 17 | 24 | 26 | 44 | 62 | 75 | 29 | 27 | 32
INT CITY 14 | Gas/Oil:Combustion Turbine | DEF | DEF | 34 | 36 | 43 | 40 | 32 | 38 | 37 | 31 | 19 | 18 | 20 | 39 | 32 | 45 | 72 | 88 | 43 | 56 | 52
INT CITY 2 | Gas/Oil:Combustion Turbine | DEF | DEF | 2028: 1; 2029: 7; 2030: 5; 2031: 1; 2032: 1; 2033: 2
INT CITY 3 | Gas/Oil:Combustion Turbine | DEF | DEF | 2024: 2; 2025: 1; 2026: 2; 2028: 4; 2029: 14; 2030: 6; 2031: 3; 2032: 4; 2033: 3; 2034: 2
INT CITY 4 | Gas/Oil:Combustion Turbine | DEF | DEF | 2024: 2; 2025: 3; 2026: 4; 2027: 1; 2028: 4; 2029: 19; 2030: 9; 2031: 4; 2032: 4; 2033: 4; 2034: 3
INT CITY 5 | Gas/Oil:Combustion Turbine | DEF | DEF | 2026: 1; 2028: 1; 2029: 12; 2030: 5; 2031: 3; 2032: 1; 2033: 2
INT CITY 6 | Gas/Oil:Combustion Turbine | DEF | DEF | 2024: 5; 2025: 2; 2026: 5; 2027: 1; 2028: 2; 2029: 18; 2030: 10; 2031: 3; 2032: 4; 2033: 5; 2034: 5
INT CITY 7 | Gas/Oil:Combustion Turbine | DEF | DEF | 96 | 102 | 109 | 105 | 96 | 80 | 87 | 96 | 85 | 70 | 68 | 94 | 84 | 92 | 109 | 47
INT CITY 8 | Gas/Oil:Combustion Turbine | DEF | DEF | 64 | 78 | 81 | 70 | 80 | 60 | 76 | 74 | 62 | 53 | 36 | 77 | 68 | 76 | 93 | 34
INT CITY 9 | Gas/Oil:Combustion Turbine | DEF | DEF | 58 | 80 | 83 | 65 | 60 | 68 | 84 | 68 | 59 | 43 | 45 | 83 | 68 | 68 | 83 | 33
INTER | Demand:Demand Response | DEF | DEF |  | 3 |  | 1 |  | 2 | 4 | 6 | 1 |  | 1 | 2 | 4 | 1 | 4 | 2 | 1 |  | 1
Mulberry | Gas/Oil:Combined Cycle | DEF | DEF | 2023: 344; 2024: 223
NSG Vand CT 1 | Gas/Oil:Combustion Turbine | DEF | DEF | 2023: 96; 2024: 82; 2025: 60; 2026: 38; 2027: 17
NSG Vand CT 2 | Gas/Oil:Combustion Turbine | DEF | DEF | 2023: 98; 2024: 89; 2025: 62; 2026: 39; 2027: 13
NSG Vand CT 3 | Gas/Oil:Combustion Turbine | DEF | DEF | 2023: 115; 2024: 100; 2025: 67; 2026: 57; 2027: 20
NSG Vand CT 4 | Gas/Oil:Combustion Turbine | DEF | DEF | 2023: 120; 2024: 111; 2025: 78; 2026: 71; 2027: 18
Orange Cogen | Gas/Oil:Combined Cycle | DEF | DEF | 2023: 344; 2024: 345; 2025: 344
Orlando Cogen | Gas/Oil:Combined Cycle | DEF | DEF | bar: 2023
Osprey 1 0 | Gas/Oil:Combined Cycle | DEF | DEF | 2023: 8; 2024: 7
Osprey 1 1 | Gas/Oil:Combined Cycle | DEF | DEF | 2023: 110; 2024: 80
Osprey 1 2 | Gas/Oil:Combined Cycle | DEF | DEF | 2023: 199; 2024: 233
OspreyAcq | Gas/Oil:Combined Cycle | DEF | DEF |  | 7 | 16 | 28 | 27 | 19 | 25 | 49 | 54 | 86 | 98 | 106 | 81 | 90 | 81 | 114 | 120 | 108 | 135
OspreyAcqDF | Gas/Oil:Combined Cycle | DEF | DEF |  | 112 | 556 | 516 | 506 | 569 | 548 | 555 | 585 | 521 | 500 | 443 | 400 | 382 | 427 | 381 | 392 | 372 | 314
Pasco County | Renewable:Biomass | DEF | DEF | 2 | 2 | 3 | 12 | 16 | 19 | 16 | 19 | 16 | 18 | 17 | 18 | 19 | 19 | 18 | 17 | 14 | 14 | 19
Pinellas County | Renewable:Biomass | DEF | DEF | 6 | 6 | 7 | 19 | 20 | 20 | 15 | 19 | 14 | 19 | 16 | 21 | 19 | 21 | 17 | 15 | 18 | 18 | 17
Shady Hills 1 | Gas/Oil:Combustion Turbine | DEF | DEF | 2023: 22; 2024: 4
Shady Hills 2 | Gas/Oil:Combustion Turbine | DEF | DEF | 2023: 16; 2024: 3
Shady Hills 3 | Gas/Oil:Combustion Turbine | DEF | DEF | 2023: 25; 2024: 2
Solar 3rdParty Block 1 | Renewable:Solar PV | DEF | DEF |  | 214 | 365 | 365 | 365 | 366 | 365 | 365 | 365 | 366 | 365 | 365 | 365 | 366 | 365 | 365 | 365 | 366 | 365
Solar 3rdParty Block 2 | Renewable:Solar PV | DEF | DEF | 2032: 214; 2033: 365; 2034: 365; 2035: 365; 2036: 366; 2037: 365; 2038: 365; 2039: 365; 2040: 366; 2041: 365
Solar 3rdParty Block 3 | Renewable:Solar PV | DEF | DEF | 2040: 214; 2041: 365
Solar DEF Bay Ranch | Renewable:Solar PV | DEF | DEF | 245 | 366 | 365 | 365 | 365 | 366 | 365 | 365 | 368 | 366 | 383 | 474 | 478 | 458 | 453 | 467 | 482 | 468 | 504
Solar DEF Bay Trail | Renewable:Solar PV | DEF | DEF | 365 | 366 | 365 | 365 | 365 | 366 | 365 | 365 | 365 | 373 | 464 | 485 | 467 | 463 | 452 | 465 | 478 | 469 | 501
Solar DEF Charlie Creek | Renewable:Solar PV | DEF | DEF | 365 | 366 | 365 | 365 | 365 | 366 | 365 | 365 | 370 | 378 | 471 | 499 | 483 | 475 | 465 | 486 | 491 | 500 | 526
Solar DEF Columbia | Renewable:Solar PV | DEF | DEF | 365 | 366 | 365 | 365 | 365 | 366 | 367 | 389 | 446 | 482 | 486 | 496 | 485 | 474 | 458 | 484 | 495 | 500 | 527
Solar DEF County Line | Renewable:Solar PV | DEF | DEF |  |  | 334 | 365 | 365 | 366 | 365 | 365 | 365 | 392 | 391 | 383 | 450 | 466 | 451 | 464 | 466 | 470 | 491
Solar DEF Debary | Renewable:Solar PV | DEF | DEF | 365 | 366 | 365 | 365 | 365 | 366 | 366 | 387 | 430 | 473 | 488 | 499 | 493 | 478 | 455 | 483 | 497 | 496 | 525
Solar DEF Duette | Renewable:Solar PV | DEF | DEF | 365 | 366 | 365 | 365 | 365 | 366 | 365 | 375 | 422 | 464 | 475 | 496 | 482 | 470 | 462 | 481 | 485 | 490 | 527
Solar DEF Falmouth | Renewable:Solar PV | DEF | DEF |  | 306 | 365 | 365 | 365 | 366 | 365 | 365 | 369 | 366 | 365 | 441 | 470 | 447 | 443 | 453 | 477 | 465 | 482
Solar DEF Fort Green | Renewable:Solar PV | DEF | DEF | 365 | 366 | 365 | 365 | 365 | 366 | 365 | 365 | 369 | 378 | 461 | 485 | 485 | 469 | 452 | 473 | 477 | 475 | 512
Solar DEF Hamilton | Renewable:Solar PV | DEF | DEF | 365 | 366 | 365 | 365 | 365 | 366 | 366 | 385 | 426 | 480 | 483 | 504 | 497 | 480 | 461 | 488 | 504 | 506 | 516
Solar DEF Hardeetown | Renewable:Solar PV | DEF | DEF | 245 | 366 | 365 | 365 | 365 | 366 | 365 | 365 | 366 | 366 | 381 | 479 | 478 | 461 | 450 | 458 | 478 | 476 | 500
Solar DEF High Spring | Renewable:Solar PV | DEF | DEF | 184 | 366 | 365 | 365 | 365 | 366 | 365 | 365 | 366 | 366 | 374 | 468 | 468 | 471 | 443 | 454 | 473 | 466 | 487
Solar DEF Hildreth | Renewable:Solar PV | DEF | DEF | 245 | 366 | 365 | 365 | 365 | 366 | 365 | 365 | 369 | 366 | 380 | 477 | 469 | 466 | 447 | 459 | 472 | 470 | 492
Solar DEF Lake Placid | Renewable:Solar PV | DEF | DEF | 403 | 404 | 404 | 403 | 404 | 407 | 405 | 427 | 469 | 518 | 517 | 529 | 515 | 513 | 497 | 513 | 540 | 546 | 566
Solar DEF Mule Creek | Renewable:Solar PV | DEF | DEF |  | 335 | 365 | 365 | 365 | 366 | 365 | 365 | 369 | 366 | 365 | 466 | 471 | 465 | 448 | 457 | 482 | 466 | 496
Solar DEF NEW 1 | Renewable:Solar PV | DEF | DEF | 2035: 899.7503; 2036: 887.6804; 2037: 856.877; 2038: 893.8166; 2039: 902.3988; 2040: 901.5969; 2041: 941.3898
Solar DEF NEW 1 PTC | Renewable:Solar PV | DEF | DEF | 2025: 730; 2026: 726.3502; 2027: 722.718; 2028: 721.0749; 2029: 715.5096; 2030: 711.9316; 2031: 708.3724; 2032: 728.0028; 2033: 732.0482; 2034: 743.6826
Solar DEF NEW 2 | Renewable:Solar PV | DEF | DEF | 2035: 593.4928; 2036: 1750.8035; 2037: 1700.4288; 2038: 1725.5804; 2039: 1799.6632; 2040: 1801.6092; 2041: 1885.3952
Solar DEF NEW 2 PTC | Renewable:Solar PV | DEF | DEF | 2025: 612; 2026: 1456.9402; 2027: 1449.6554; 2028: 1446.3669; 2029: 1435.1955; 2030: 1428.0196; 2031: 1420.8793; 2032: 1464.2345; 2033: 1456.9131; 2034: 1434.2576; 2035: 837.3598
Solar DEF NEW 3 | Renewable:Solar PV | DEF | DEF | 2037: 117.9377; 2038: 1894.0029; 2039: 3616.5606; 2040: 4902.7357; 2041: 6969.2167
Solar DEF NEW 3 PTC | Renewable:Solar PV | DEF | DEF |  |  |  |  | 124 | 1587.38 | 3004.4626 | 4115.4399 | 5585.8653 | 7433.7457 | 9380.8644 | 9333.9637 | 9338.2026 | 9266.1844 | 9076.715 | 7642.7079 | 6245.3588 | 5157.5995 | 3699.36
Solar DEF NEW 4 | Renewable:Solar PV | DEF | DEF | 2036: 121.7421; 2037: 1692.3486; 2038: 1725.5637; 2039: 1743.302; 2040: 1760.7998; 2041: 1800.4907
Solar DEF NEW 4 PTC | Renewable:Solar PV | DEF | DEF | 2026: 124; 2027: 1459.38; 2028: 1456.0635; 2029: 1444.8223; 2030: 1437.5988; 2031: 1430.4115; 2032: 1473.9716; 2033: 1454.9579; 2034: 1466.9932; 2035: 1425.0732; 2036: 1284.7165
Solar DEF NEW 6 PTC | Renewable:Solar PV | DEF | DEF | 2033: 372; 2034: 4767.14; 2035: 8392.4844; 2036: 8350.5219; 2037: 8286.0601; 2038: 8244.6279; 2039: 8203.4074; 2040: 8184.7623; 2041: 8121.58
Solar DEF Osc Perry Suw | Renewable:Solar PV | DEF | DEF | 365 | 366 | 365 | 365 | 365 | 366 | 366 | 384 | 429 | 456 | 463 | 480 | 474 | 461 | 462 | 473 | 477 | 474 | 502
Solar DEF Sandy Creek | Renewable:Solar PV | DEF | DEF | 365 | 366 | 365 | 365 | 365 | 366 | 365 | 365 | 367 | 381 | 473 | 494 | 486 | 472 | 454 | 486 | 501 | 499 | 532
Solar DEF Santa Fe | Renewable:Solar PV | DEF | DEF | 365 | 366 | 365 | 365 | 365 | 366 | 367 | 383 | 422 | 474 | 478 | 493 | 488 | 471 | 465 | 480 | 505 | 504 | 524
Solar DEF St Pete Pier | Renewable:Solar PV | DEF | DEF | 365 | 366 | 365 | 365 | 365 | 366 | 367 | 388 | 427 | 478 | 478 | 483 | 488 | 475 | 451 | 479 | 495 | 485 | 535
Solar DEF Trenton | Renewable:Solar PV | DEF | DEF | 365 | 366 | 365 | 365 | 365 | 366 | 366 | 378 | 424 | 469 | 483 | 495 | 492 | 473 | 464 | 482 | 507 | 505 | 520
Solar DEF Twin Rivers | Renewable:Solar PV | DEF | DEF | 365 | 366 | 365 | 365 | 365 | 366 | 366 | 380 | 416 | 457 | 481 | 493 | 487 | 481 | 453 | 484 | 494 | 507 | 522
Solar DEF Winquepin | Renewable:Solar PV | DEF | DEF |  | 335 | 365 | 365 | 365 | 366 | 365 | 365 | 367 | 366 | 365 | 459 | 472 | 458 | 448 | 457 | 478 | 460 | 476
Solar+Storage DEF NEW 1 | Renewable:Solar PV | DEF | DEF | 2039: 68.4799; 2040: 967.8974; 2041: 1986.1475
Solar+Storage DEF NEW 1 PTC + ITC | Renewable:Solar PV | DEF | DEF | [6 empty] | 72 | 831.65 | 1605.4515 | 2363.1542 | 2345.4584 | 2310.0886 | 2280.8086 | 2240.1763 | 2234.7967 | 2217.858 | 2132.4383 | 1412.3631 | 676.7696
Standby | Demand:Demand Response | DEF | DEF | 2 |  | 1 |  | 3 |  | 8 | 9 | 2 | 3 | 5 | 15 | 10 | 13 | 17 | 20 | 15 | 8 | 6
SUWANNEE_P 1 | Gas/Oil:Combustion Turbine | DEF | DEF | 101 | 158 | 166 | 157 | 137 | 138 | 142 | 171 | 162 | 132 | 131 | 68
SUWANNEE_P 2 | Gas/Oil:Combustion Turbine | DEF | DEF | 104 | 136 | 113 | 168 | 118 | 149 | 158 | 168 | 140 | 145 | 130 | 63
SUWANNEE_P 3 | Gas/Oil:Combustion Turbine | DEF | DEF | 158 | 206 | 197 | 204 | 189 | 193 | 187 | 207 | 176 | 172 | 165 | 77
Tigerbay 1 | Gas/Oil:Combined Cycle | DEF | DEF | 18 | 18 | 20 | 18 | 28 | 28 | 25 | 25 | 21 | 21 | 15 | 23 | 6
U OF FL 1 | Gas/Oil:Combustion Turbine | DEF | DEF | 2023: 4; 2024: 4; 2025: 4; 2026: 4; 2027: 3
Voltage Red | Demand:Demand Response | DEF | DEF | 1 |  | 2 | 1 | 3 | 3 | 3 | 6 | 4 | 4 | 8 | 7 | 8 | 6 | 10 | 19 | 8 | 2 | 4
WaterHtr_PP | Demand:Demand Response | DEF | DEF | 385 | 422 | 417 | 380 | 334 | 361 | 353 | 358 | 363 | 338 | 298 | 260 | 172 | 197 | 212 | 170 | 144 | 145 | 137
Group Totals
Resource | Type | BA | Area | 2023 | 2024 | 2025 | 2026 | 2027 | 2028 | 2029 | 2030 | 2031 | 2032 | 2033 | 2034 | 2035 | 2036 | 2037 | 2038 | 2039 | 2040 | 2041
Total | Coal:Conventional | DEF | DEF | 15 | 14 | 17 | 10 | 19 | 22 | 20 | 18 | 12 | 14 | 12 | 10
Total | Demand:Demand Response | DEF | DEF | 389 | 426 | 421 | 382 | 345 | 368 | 373 | 387 | 374 | 351 | 317 | 284 | 196 | 219 | 245 | 211 | 168 | 155 | 148
Total | Gas/Oil:Combined Cycle | DEF | DEF | 2566 | 2788 | 2623 | 2296 | 2236 | 2177 | 2407 | 2404 | 2394 | 2354 | 2252 | 2039 | 2105 | 1891 | 2052 | 2111 | 2058 | 1971 | 2063
Total | Gas/Oil:Combustion Turbine | DEF | DEF | 1465 | 1601 | 1533 | 1394 | 1112 | 1134 | 1311 | 1312 | 1078 | 964 | 893 | 878 | 565 | 495 | 598.8068 | 386 | 447.5114 | 509.4777 | 426.7777
Total | Gas/Oil:Steam Turbine | DEF | DEF | 19 | 15 | 13 | 15 | 19 | 19 | 23 | 17 | 21 | 19 | 20 | 15 | 17 | 14 | 20 | 16 | 8 | 10 | 5
Total | Nuclear:Nuclear | DEF | DEF | 2038: 3; 2039: 0.89801; 2040: 4; 2041: 1.9148
Total | Renewable:Biomass | DEF | DEF | 29 | 22 | 26 | 44 | 54 | 58 | 54 | 59 | 46 | 55 | 49 | 51 | 55 | 57 | 53 | 49 | 51 | 49 | 53
Total | Renewable:Solar PV | DEF | DEF | 6067 | 7816 | 9745 | 10740.2905 | 12189.7535 | 13669.8853 | 15117.99 | 17145.64 | 19836.98 | 23258.1088 | 26177.242 | 31364.1258 | 35075.1718 | 34980.8251 | 34729.1638 | 35500.1574 | 36195.609 | 36732.3639 | 38438.3495
Total | Storage:Battery | DEF | DEF | [7 empty] | 782 | 1895 | 4439 | 11804 | 27653 | 44125 | 49079 | 49627 | 49414 | 55696 | 60414 | 61747
Battery Case
Resource | Type | BA | Area | 2023 | 2024 | 2025 | 2026 | 2027 | 2028 | 2029 | 2030 | 2031 | 2032 | 2033 | 2034 | 2035 | 2036 | 2037 | 2038 | 2039 | 2040 | 2041
AC | Demand:Demand Response | DEF | DEF | 2025: 1; 2027: 1; 2029: 1; 2032: 2; 2033: 1; 2034: 1; 2037: 3; 2038: 1
Anclote 1 | Gas/Oil:Steam Turbine | DEF | DEF | 8 | 10 | 7 | 8 | 10 | 10 | 10 | 10 | 12 | 12 | 8 | 9 | 10 | 8 | 10 | 8 | 6 | 6 | 3
Anclote 2 | Gas/Oil:Steam Turbine | DEF | DEF | 9 | 5 | 6 | 8 | 10 | 8 | 12 | 7 | 9 | 8 | 11 | 7 | 7 | 6 | 10 | 9 | 3 | 3 | 2
As Avail | Gas/Oil:Combined Cycle | DEF | DEF | 14 | 13 | 17 | 9 | 18 | 14 | 12 | 16 | 14 | 17 | 15 | 14 | 16 | 15 | 14 | 12 | 14 | 14 | 18
As Avail PCS | Renewable:Biomass | DEF | DEF | 21 | 14 | 16 | 13 | 18 | 19 | 17 | 20 | 16 | 18 | 16 | 12 | 17 | 17 | 18 | 17 | 19 | 17 | 17
Bartow CC 1 0 | Gas/Oil:Combined Cycle | DEF | DEF | 8 | 5 | 6 | 6 | 7 | 3 | 4 | 4 | 4 | 4 | 3 | 4 | 4 | 4 | 4 | 4 | 4 | 4 | 3
Bartow CC 1 PAG | Gas/Oil:Combined Cycle | DEF | DEF | 501 | 561 | 571 | 571 | 460 | 501 | 546 | 549 | 555 | 520 | 456 | 445 | 441 | 396 | 382 | 410 | 402 | 386 | 365
BARTOW_P 1 | Gas/Oil:Combustion Turbine | DEF | DEF | bar: 2026
BARTOW_P 2 | Gas/Oil:Combustion Turbine | DEF | DEF | 13 | 19 | 21 | 19 | 15 | 23 | 19 | 27 | 23 | 21 | 16 | 10
BARTOW_P 3 | Gas/Oil:Combustion Turbine | DEF | DEF | bar: 2026 to 2027
BARTOW_P 4 | Gas/Oil:Combustion Turbine | DEF | DEF | 16 | 21 | 41 | 44 | 20 | 34 | 37 | 39 | 34 | 32 | 20 | 19
Battery 2 Hours | Storage:Battery | DEF | DEF |  |  |  |  | 2693 | 2649 | 2668 | 2714 | 2594 | 2677 | 2688 | 3237 | 3611 | 3664 | 3530 | 3600 | 3575 | 3632 | 3632
Battery 4 Hours | Storage:Battery | DEF | DEF | 2032: 1974; 2033: 9178; 2034: 24799; 2035: 41066; 2036: 45626; 2037: 46318; 2038: 46485; 2039: 52748; 2040: 58037; 2041: 58386
BAYBORO_P 1 | Gas/Oil:Combustion Turbine | DEF | DEF | 2024: 4
BAYBORO_P 2 | Gas/Oil:Combustion Turbine | DEF | DEF | bar: 2023 to 2025
BAYBORO_P 3 | Gas/Oil:Combustion Turbine | DEF | DEF
BAYBORO_P 4 | Gas/Oil:Combustion Turbine | DEF | DEF | bar: 2024
Citrus CC 1 | Gas/Oil:Combined Cycle | DEF | DEF | 4 | 4 | 4 | 4 | 4 | 3 | 3 | 3 | 4 | 3 | 6 | 11 | 62 | 42 | 52 | 48 | 83 | 42 | 95
Citrus CC 1 Duct | Gas/Oil:Combined Cycle | DEF | DEF | 490 | 570 | 488 | 548 | 460 | 428 | 503 | 471 | 460 | 465 | 442 | 389 | 371 | 333 | 359 | 377 | 368 | 357 | 371
Citrus CC 2 | Gas/Oil:Combined Cycle | DEF | DEF | 4 | 4 | 4 | 4 | 4 | 3 | 3 | 3 | 3 | 12 | 15 | 11 | 42 | 36 | 36 | 44 | 57 | 73 | 70
Citrus CC 2 Duct | Gas/Oil:Combined Cycle | DEF | DEF | 455 | 535 | 511 | 483 | 466 | 434 | 491 | 487 | 498 | 459 | 443 | 388 | 371 | 329 | 339 | 366 | 354 | 367 | 396
Crystal 4 | Coal:Conventional | DEF | DEF | 8 | 5 | 9 | 4 | 9 | 8 | 8 | 9 | 7 | 5 | 6 | 5
Crystal 5 | Coal:Conventional | DEF | DEF | 7 | 9 | 8 | 6 | 6 | 12 | 10 | 9 | 5 | 8 | 7 | 5
DEBARY 10 | Gas/Oil:Combustion Turbine | DEF | DEF | 2025: 1; 2026: 1; 2027: 2; 2028: 4; 2029: 13; 2030: 6; 2033: 2; 2034: 5; 2035: 11
DEBARY 2 | Gas/Oil:Combustion Turbine | DEF | DEF | 2024: 2
DEBARY 3 | Gas/Oil:Combustion Turbine | DEF | DEF | 2025: 2; 2026: 1; 2027: 2
DEBARY 4 | Gas/Oil:Combustion Turbine | DEF | DEF | 2024: 1; 2025: 3; 2026: 3
DEBARY 5 | Gas/Oil:Combustion Turbine | DEF | DEF | 2024: 2
DEBARY 6 | Gas/Oil:Combustion Turbine | DEF | DEF | 2023: 1; 2024: 2; 2025: 1; 2026: 3; 2027: 1
DEBARY 7 | Gas/Oil:Combustion Turbine | DEF | DEF | 71 | 56 | 87 | 70 | 58 | 64 | 69 | 74 | 60 | 52 | 48 | 69 | 48 | 9
DEBARY 8 | Gas/Oil:Combustion Turbine | DEF | DEF | 89 | 93 | 103 | 87 | 60 | 78 | 69 | 75 | 77 | 75 | 65 | 81 | 50 | 18
DEBARY 9 | Gas/Oil:Combustion Turbine | DEF | DEF | 104 | 102 | 101 | 73 | 63 | 80 | 83 | 86 | 79 | 79 | 58 | 82 | 79 | 17
DEF Nuclear GE X300 PTC | Nuclear:Nuclear | DEF | DEF | 2038: 2.9443; 2039: 1; 2040: 4; 2041: 1.8087
Gen 190MW CT | Gas/Oil:Combustion Turbine | DEF | DEF | 2034: 3; 2035: 9; 2036: 21; 2037: 23.7749; 2038: 18; 2039: 284.2471; 2040: 322.1192; 2041: 218.9167
Gen 190MW CT Ave | Gas/Oil:Combustion Turbine | DEF | DEF | 2039: 79.76; 2040: 106.6093; 2041: 90.2012
HEAT | Demand:Demand Response | DEF | DEF | 2023: 1; 2024: 1; 2026: 2; 2027: 1; 2028: 2; 2029: 1; 2030: 2; 2031: 4; 2032: 1; 2034: 2; 2035: 1
Hines CC 1 | Gas/Oil:Combined Cycle | DEF | DEF | 6 | 8 | 10 | 16 | 18 | 16 | 21 | 23 | 36 | 29 | 38 | 21 | 33 | 21 | 43 | 44 | 28
Hines CC 2 | Gas/Oil:Combined Cycle | DEF | DEF | 24 | 32 | 32 | 38 | 40 | 58 | 49 | 75 | 97 | 104 | 80 | 88 | 94 | 82 | 103 | 121 | 58 | 108 | 89
Hines CC 3 | Gas/Oil:Combined Cycle | DEF | DEF | 12 | 22 | 36 | 40 | 39 | 39 | 54 | 45 | 89 | 90 | 111 | 94 | 109 | 95 | 116 | 101 | 94 | 96 | 110
Hines CC 4 | Gas/Oil:Combined Cycle | DEF | DEF | 10 | 9 | 8 | 9 | 10 | 9 | 9 | 16 | 35 | 68 | 74 | 82 | 91 | 79 | 74 | 90 | 72 | 90 | 94
INT CITY 1 | Gas/Oil:Combustion Turbine | DEF | DEF | 2024: 2; 2025: 1; 2026: 1; 2027: 3; 2028: 3; 2029: 9; 2030: 5; 2031: 5; 2032: 3; 2033: 4; 2034: 3
INT CITY 10 | Gas/Oil:Combustion Turbine | DEF | DEF | 24 | 47 | 42 | 31 | 26 | 33 | 44 | 42 | 31 | 26 | 22 | 48 | 53 | 58 | 81 | 20
INT CITY 11 | Gas/Oil:Combustion Turbine | DEF | DEF | 1 | 2 | 4 | 4 | 2 | 6 | 11 | 7 | 2 | 3 | 4 | 5 | 10 | 15 | 20 | 17 | 1 | 1 | 1
INT CITY 12 | Gas/Oil:Combustion Turbine | DEF | DEF | 16 | 17 | 23 | 17 | 13 | 15 | 25 | 21 | 16 | 9 | 10 | 22 | 19 | 34 | 43 | 63 | 15 | 12 | 21
INT CITY 13 | Gas/Oil:Combustion Turbine | DEF | DEF | 24 | 29 | 33 | 29 | 33 | 28 | 35 | 22 | 20 | 22 | 20 | 29 | 29 | 43 | 63 | 80 | 32 | 27 | 27
INT CITY 14 | Gas/Oil:Combustion Turbine | DEF | DEF | 35 | 36 | 43 | 40 | 26 | 41 | 32 | 34 | 21 | 18 | 18 | 37 | 28 | 45 | 76 | 93 | 35 | 44 | 47
INT CITY 2 | Gas/Oil:Combustion Turbine | DEF | DEF | 2028: 1; 2029: 3; 2030: 4; 2031: 2; 2032: 2; 2033: 2
INT CITY 3 | Gas/Oil:Combustion Turbine | DEF | DEF | 2024: 2; 2025: 1; 2026: 3; 2027: 3; 2028: 4; 2029: 7; 2030: 5; 2031: 3; 2032: 2; 2033: 3; 2034: 2
INT CITY 4 | Gas/Oil:Combustion Turbine | DEF | DEF | 2024: 2; 2025: 3; 2026: 4; 2027: 3; 2028: 4; 2029: 10; 2030: 6; 2031: 4; 2032: 4; 2033: 4; 2034: 2
INT CITY 5 | Gas/Oil:Combustion Turbine | DEF | DEF | 2026: 2; 2028: 2; 2029: 5; 2030: 4; 2031: 3; 2032: 1; 2033: 2
INT CITY 6 | Gas/Oil:Combustion Turbine | DEF | DEF | 2024: 5; 2025: 2; 2026: 6; 2027: 4; 2028: 1; 2029: 13; 2030: 8; 2031: 3; 2032: 3; 2033: 5; 2034: 3
INT CITY 7 | Gas/Oil:Combustion Turbine | DEF | DEF | 92 | 102 | 109 | 108 | 72 | 76 | 83 | 84 | 86 | 71 | 67 | 84 | 82 | 89 | 106 | 45
INT CITY 8 | Gas/Oil:Combustion Turbine | DEF | DEF | 65 | 78 | 81 | 66 | 55 | 57 | 72 | 68 | 56 | 58 | 45 | 84 | 64 | 74 | 89 | 37
INT CITY 9 | Gas/Oil:Combustion Turbine | DEF | DEF | 55 | 80 | 83 | 68 | 49 | 62 | 76 | 61 | 55 | 46 | 35 | 81 | 68 | 74 | 87 | 36
INTER | Demand:Demand Response | DEF | DEF |  | 3 |  | 1 | 2 | 2 | 3 | 2 | 1 | 1 | 1 | 2 | 3 |  | 2 | 1 |  | 1 | 1
Mulberry | Gas/Oil:Combined Cycle | DEF | DEF | 2023: 344; 2024: 223
NSG Vand CT 1 | Gas/Oil:Combustion Turbine | DEF | DEF | 2023: 96; 2024: 82; 2025: 60; 2026: 37; 2027: 16
NSG Vand CT 2 | Gas/Oil:Combustion Turbine | DEF | DEF | 2023: 98; 2024: 89; 2025: 62; 2026: 38; 2027: 17
NSG Vand CT 3 | Gas/Oil:Combustion Turbine | DEF | DEF | 2023: 113; 2024: 100; 2025: 67; 2026: 57; 2027: 20
NSG Vand CT 4 | Gas/Oil:Combustion Turbine | DEF | DEF | 2023: 116; 2024: 111; 2025: 78; 2026: 68; 2027: 18
Orange Cogen | Gas/Oil:Combined Cycle | DEF | DEF | 2023: 344; 2024: 345; 2025: 344
Orlando Cogen | Gas/Oil:Combined Cycle | DEF | DEF | bar: 2023
Osprey 1 0 | Gas/Oil:Combined Cycle | DEF | DEF | 2023: 8; 2024: 7
Osprey 1 1 | Gas/Oil:Combined Cycle | DEF | DEF | 2023: 110; 2024: 80
Osprey 1 2 | Gas/Oil:Combined Cycle | DEF | DEF | 2023: 212; 2024: 233
OspreyAcq | Gas/Oil:Combined Cycle | DEF | DEF |  | 7 | 16 | 30 | 32 | 22 | 28 | 50 | 52 | 88 | 103 | 109 | 85 | 86 | 84 | 116 | 117 | 107 | 139
OspreyAcqDF | Gas/Oil:Combined Cycle | DEF | DEF |  | 112 | 556 | 513 | 481 | 543 | 554 | 563 | 537 | 494 | 504 | 446 | 407 | 398 | 420 | 385 | 381 | 358 | 332
Pasco County | Renewable:Biomass | DEF | DEF | 2 | 2 | 3 | 12 | 16 | 19 | 19 | 16 | 16 | 18 | 17 | 18 | 19 | 19 | 18 | 17 | 14 | 14 | 19
Pinellas County | Renewable:Biomass | DEF | DEF | 6 | 6 | 7 | 19 | 20 | 20 | 21 | 19 | 14 | 19 | 16 | 21 | 19 | 21 | 17 | 15 | 18 | 18 | 17
Shady Hills 1 | Gas/Oil:Combustion Turbine | DEF | DEF | 2023: 24; 2024: 4
Shady Hills 2 | Gas/Oil:Combustion Turbine | DEF | DEF | 2023: 19; 2024: 3
Shady Hills 3 | Gas/Oil:Combustion Turbine | DEF | DEF | 2023: 21; 2024: 2
Solar 3rdParty Block 1 | Renewable:Solar PV | DEF | DEF |  | 214 | 365 | 365 | 365 | 366 | 365 | 365 | 365 | 366 | 365 | 365 | 365 | 366 | 365 | 365 | 365 | 366 | 365
Solar 3rdParty Block 2 | Renewable:Solar PV | DEF | DEF | 2032: 214; 2033: 365; 2034: 365; 2035: 365; 2036: 366; 2037: 365; 2038: 365; 2039: 365; 2040: 366; 2041: 365
Solar 3rdParty Block 3 | Renewable:Solar PV | DEF | DEF | 2040: 214; 2041: 365
Solar DEF Bay Ranch | Renewable:Solar PV | DEF | DEF | 245 | 366 | 365 | 365 | 365 | 366 | 365 | 365 | 366 | 366 | 390 | 490 | 480 | 472 | 457 | 456 | 477 | 465 | 503
Solar DEF Bay Trail | Renewable:Solar PV | DEF | DEF | 365 | 366 | 365 | 365 | 365 | 366 | 365 | 365 | 368 | 371 | 473 | 485 | 481 | 458 | 466 | 475 | 474 | 467 | 509
Solar DEF Charlie Creek | Renewable:Solar PV | DEF | DEF | 365 | 366 | 365 | 365 | 365 | 366 | 365 | 365 | 367 | 380 | 469 | 491 | 490 | 466 | 458 | 491 | 498 | 500 | 518
Solar DEF Columbia | Renewable:Solar PV | DEF | DEF | 365 | 366 | 365 | 365 | 365 | 366 | 365 | 380 | 431 | 477 | 483 | 497 | 486 | 469 | 470 | 487 | 497 | 506 | 530
Solar DEF County Line | Renewable:Solar PV | DEF | DEF |  |  | 334 | 365 | 365 | 366 | 365 | 365 | 365 | 400 | 396 | 386 | 458 | 460 | 462 | 453 | 487 | 457 | 483
Solar DEF Debary | Renewable:Solar PV | DEF | DEF | 365 | 366 | 365 | 365 | 365 | 366 | 365 | 377 | 432 | 469 | 489 | 506 | 494 | 478 | 476 | 497 | 507 | 496 | 537
Solar DEF Duette | Renewable:Solar PV | DEF | DEF | 365 | 366 | 365 | 365 | 365 | 366 | 365 | 374 | 414 | 461 | 475 | 490 | 491 | 464 | 459 | 478 | 497 | 499 | 526
Solar DEF Falmouth | Renewable:Solar PV | DEF | DEF |  | 306 | 365 | 365 | 365 | 366 | 365 | 365 | 370 | 366 | 365 | 447 | 479 | 457 | 455 | 460 | 479 | 476 | 479
Solar DEF Fort Green | Renewable:Solar PV | DEF | DEF | 365 | 366 | 365 | 365 | 365 | 366 | 365 | 365 | 366 | 377 | 466 | 478 | 479 | 464 | 473 | 466 | 484 | 472 | 524
Solar DEF Hamilton | Renewable:Solar PV | DEF | DEF | 365 | 366 | 365 | 365 | 365 | 366 | 365 | 378 | 422 | 470 | 482 | 510 | 489 | 473 | 476 | 495 | 505 | 507 | 541
Solar DEF Hardeetown | Renewable:Solar PV | DEF | DEF | 245 | 366 | 365 | 365 | 365 | 366 | 365 | 365 | 366 | 366 | 392 | 472 | 489 | 454 | 454 | 456 | 474 | 479 | 516
Solar DEF High Spring | Renewable:Solar PV | DEF | DEF | 184 | 366 | 365 | 365 | 365 | 366 | 365 | 365 | 369 | 366 | 378 | 485 | 474 | 466 | 457 | 467 | 476 | 464 | 488
Solar DEF Hildreth | Renewable:Solar PV | DEF | DEF | 245 | 366 | 365 | 365 | 365 | 366 | 365 | 365 | 367 | 366 | 393 | 476 | 482 | 457 | 455 | 457 | 479 | 473 | 492
Solar DEF Lake Placid | Renewable:Solar PV | DEF | DEF | 403 | 404 | 404 | 403 | 404 | 407 | 404 | 420 | 464 | 506 | 522 | 524 | 516 | 514 | 508 | 536 | 543 | 541 | 563
Solar DEF Mule Creek | Renewable:Solar PV | DEF | DEF |  | 335 | 365 | 365 | 365 | 366 | 365 | 365 | 366 | 366 | 365 | 463 | 482 | 462 | 464 | 465 | 475 | 469 | 504
Solar DEF NEW 1 | Renewable:Solar PV | DEF | DEF | 2035: 907.3592; 2036: 883.8949; 2037: 881.3592; 2038: 888.1951; 2039: 911.7211; 2040: 920.1483; 2041: 958.0026
Solar DEF NEW 1 PTC | Renewable:Solar PV | DEF | DEF | 2025: 730; 2026: 726.3502; 2027: 722.718; 2028: 721.0749; 2029: 715.5096; 2030: 711.9316; 2031: 708.3724; 2032: 755.0374; 2033: 760.869; 2034: 741.7708
Solar DEF NEW 2 | Renewable:Solar PV | DEF | DEF | 2035: 601.1017; 2036: 1720.3871; 2037: 1745.8159; 2038: 1740.6276; 2039: 1795.8593; 2040: 1794.2073; 2041: 1903.9651
Solar DEF NEW 2 PTC | Renewable:Solar PV | DEF | DEF | 2025: 612; 2026: 1456.9402; 2027: 1449.6554; 2028: 1446.3669; 2029: 1435.1955; 2030: 1428.0196; 2031: 1420.8793; 2032: 1479.7605; 2033: 1464.6373; 2034: 1445.7859; 2035: 833.5363
Solar DEF NEW 3 | Renewable:Solar PV | DEF | DEF | 2037: 117.9377; 2038: 1890.1604; 2039: 3695.2746; 2040: 4906.488; 2041: 7073.005
Solar DEF NEW 3 PTC | Renewable:Solar PV | DEF | DEF |  |  |  |  | 124 | 1587.38 | 3004.4626 | 4115.4399 | 5585.8653 | 7433.7457 | 9380.8644 | 9333.9637 | 9287.2917 | 9266.1844 | 9076.715 | 7642.7079 | 6245.3588 | 5157.5995 | 3699.36
Solar DEF NEW 4 | Renewable:Solar PV | DEF | DEF | 2036: 121.7421; 2037: 1722.8221; 2038: 1725.5069; 2039: 1777.1815; 2040: 1734.5475; 2041: 1860.1534
Solar DEF NEW 4 PTC | Renewable:Solar PV | DEF | DEF | 2026: 124; 2027: 1459.38; 2028: 1456.0635; 2029: 1444.8223; 2030: 1437.5988; 2031: 1430.4115; 2032: 1501.2786; 2033: 1470.4839; 2034: 1466.9932; 2035: 1413.5449; 2036: 1280.8929
Solar DEF NEW 6 PTC | Renewable:Solar PV | DEF | DEF | 2033: 372; 2034: 4767.14; 2035: 8438.3644; 2036: 8350.5219; 2037: 8286.0601; 2038: 8244.6279; 2039: 8203.4074; 2040: 8184.7623; 2041: 8121.58
Solar DEF Osc Perry Suw | Renewable:Solar PV | DEF | DEF | 365 | 366 | 365 | 365 | 365 | 366 | 366 | 374 | 413 | 459 | 462 | 476 | 483 | 459 | 456 | 471 | 484 | 478 | 498
Solar DEF Sandy Creek | Renewable:Solar PV | DEF | DEF | 365 | 366 | 365 | 365 | 365 | 366 | 365 | 365 | 369 | 380 | 479 | 495 | 484 | 472 | 466 | 491 | 499 | 497 | 524
Solar DEF Santa Fe | Renewable:Solar PV | DEF | DEF | 365 | 366 | 365 | 365 | 365 | 366 | 365 | 370 | 423 | 470 | 478 | 489 | 494 | 477 | 458 | 492 | 498 | 495 | 522
Solar DEF St Pete Pier | Renewable:Solar PV | DEF | DEF | 365 | 366 | 365 | 365 | 365 | 366 | 365 | 380 | 428 | 474 | 482 | 494 | 498 | 462 | 475 | 489 | 487 | 491 | 527
Solar DEF Trenton | Renewable:Solar PV | DEF | DEF | 365 | 366 | 365 | 365 | 365 | 366 | 366 | 376 | 425 | 475 | 488 | 498 | 490 | 477 | 470 | 489 | 508 | 508 | 524
Solar DEF Twin Rivers | Renewable:Solar PV | DEF | DEF | 365 | 366 | 365 | 365 | 365 | 366 | 365 | 375 | 414 | 465 | 480 | 500 | 484 | 473 | 465 | 491 | 497 | 497 | 531
Solar DEF Winquepin | Renewable:Solar PV | DEF | DEF |  | 335 | 365 | 365 | 365 | 366 | 365 | 365 | 368 | 366 | 365 | 456 | 468 | 457 | 458 | 463 | 479 | 476 | 480
Solar+Storage DEF NEW 1 | Renewable:Solar PV | DEF | DEF | 2039: 70.3822; 2040: 967.8973; 2041: 1982.3525
Solar+Storage DEF NEW 1 PTC + ITC | Renewable:Solar PV | DEF | DEF | [6 empty] | 72 | 831.65 | 1605.4515 | 2404.9445 | 2375.1594 | 2315.9991 | 2269.0467 | 2246.0278 | 2234.7967 | 2217.858 | 2132.4383 | 1412.3631 | 676.7696
Standby | Demand:Demand Response | DEF | DEF | 2 |  | 1 | 3 | 2 | 1 | 4 | 10 | 5 | 6 | 3 | 7 | 10 | 12 | 17 | 17 | 11 | 6 | 10
SUWANNEE_P 1 | Gas/Oil:Combustion Turbine | DEF | DEF | 108 | 158 | 166 | 157 | 99 | 118 | 138 | 173 | 156 | 134 | 128 | 64
SUWANNEE_P 2 | Gas/Oil:Combustion Turbine | DEF | DEF | 100 | 136 | 113 | 160 | 96 | 130 | 148 | 165 | 145 | 139 | 122 | 60
SUWANNEE_P 3 | Gas/Oil:Combustion Turbine | DEF | DEF | 154 | 206 | 197 | 207 | 153 | 176 | 190 | 195 | 170 | 172 | 155 | 71
Tigerbay 1 | Gas/Oil:Combined Cycle | DEF | DEF | 20 | 18 | 20 | 19 | 28 | 34 | 24 | 25 | 23 | 19 | 16 | 22 | 6
U OF FL 1 | Gas/Oil:Combustion Turbine | DEF | DEF | 2023: 4; 2024: 4; 2025: 4; 2026: 4; 2027: 3
Voltage Red | Demand:Demand Response | DEF | DEF |  |  | 2 | 1 | 1 | 4 | 4 | 3 | 5 | 6 | 1 | 3 | 5 | 3 | 9 | 11 | 6 | 2 | 2
WaterHtr_PP | Demand:Demand Response | DEF | DEF | 388 | 422 | 417 | 381 | 301 | 313 | 337 | 334 | 347 | 345 | 277 | 261 | 172 | 192 | 204 | 179 | 152 | 125 | 140
Group Totals
Resource | Type | BA | Area | 2023 | 2024 | 2025 | 2026 | 2027 | 2028 | 2029 | 2030 | 2031 | 2032 | 2033 | 2034 | 2035 | 2036 | 2037 | 2038 | 2039 | 2040 | 2041
Total | Coal:Conventional | DEF | DEF | 15 | 14 | 17 | 10 | 15 | 20 | 18 | 18 | 12 | 13 | 13 | 10
Total | Demand:Demand Response | DEF | DEF | 391 | 426 | 421 | 388 | 308 | 322 | 350 | 351 | 362 | 361 | 283 | 276 | 191 | 207 | 235 | 209 | 169 | 134 | 153
Total | Gas/Oil:Combined Cycle | DEF | DEF | 2567 | 2788 | 2623 | 2290 | 2067 | 2107 | 2301 | 2330 | 2407 | 2372 | 2306 | 2124 | 2132 | 1916 | 2026 | 2118 | 2032 | 2002 | 2082
Total | Gas/Oil:Combustion Turbine | DEF | DEF | 1460 | 1601 | 1533 | 1410 | 933 | 1040 | 1191 | 1211 | 1051 | 972 | 855 | 864 | 550 | 497 | 588.7749 | 409 | 447.0071 | 512.7285 | 405.1179
Total | Gas/Oil:Steam Turbine | DEF | DEF | 17 | 15 | 13 | 16 | 20 | 18 | 22 | 17 | 21 | 20 | 19 | 16 | 17 | 14 | 20 | 17 | 9 | 9 | 5
Total | Nuclear:Nuclear | DEF | DEF | 2038: 2.9443; 2039: 1; 2040: 4; 2041: 1.8087
Total | Renewable:Biomass | DEF | DEF | 29 | 22 | 26 | 44 | 54 | 58 | 57 | 55 | 46 | 55 | 49 | 51 | 55 | 57 | 53 | 49 | 51 | 49 | 53
Total | Renewable:Solar PV | DEF | DEF | 6067 | 7816 | 9745 | 10740.2905 | 12189.7535 | 13669.8853 | 15107.99 | 17073.64 | 19788.98 | 23350.7667 | 26326.014 | 31409.6528 | 35151.2449 | 34892.6512 | 35033.5067 | 35604.6838 | 36365.6232 | 36737.0134 | 38689.1882
Total | Storage:Battery | DEF | DEF |  |  |  |  | 2693 | 2649 | 2668 | 2714 | 2594 | 4651 | 11866 | 28036 | 44677 | 49290 | 49848 | 50085 | 56323 | 61669 | 62018

## Start Cost
Start Cost ($000)
Base Case
Resource | Type | BA | Area | 2023 | 2024 | 2025 | 2026 | 2027 | 2028 | 2029 | 2030 | 2031 | 2032 | 2033 | 2034 | 2035 | 2036 | 2037 | 2038 | 2039 | 2040 | 2041
AC | Demand:Demand Response | DEF | DEF
Anclote 1 | Gas/Oil:Steam Turbine | DEF | DEF | 1179 | 1087.2 | 866.6 | 1015.2 | 1170.9001 | 1333.9999 | 1367 | 1401.0001 | 1866.8 | 1619.2 | 1358.0999 | 1237.6 | 1743.5 | 1300 | 1666 | 1194.9 | 1050 | 1255.8 | 551.7
Anclote 2 | Gas/Oil:Steam Turbine | DEF | DEF | 1061.1 | 724.8 | 866.6 | 888.3 | 1170.9001 | 1067.2 | 1777.1 | 980.7 | 1005.2 | 1177.6 | 1659.9 | 928.2 | 1109.5 | 975 | 1666.0001 | 1536.3 | 350 | 538.2 | 551.7
As Avail | Gas/Oil:Combined Cycle | DEF | DEF
As Avail PCS | Renewable:Biomass | DEF | DEF
Bartow CC 1 0 | Gas/Oil:Combined Cycle | DEF | DEF | 187.2 | 120 | 147.6 | 151.2 | 180.6 | 79.2 | 108.4 | 111.2 | 114 | 116.8 | 89.7 | 122.8 | 125.6 | 128.8 | 132 | 135.2 | 138.8 | 142.4 | 109.5
Bartow CC 1 PAG | Gas/Oil:Combined Cycle | DEF | DEF
BARTOW_P 1 | Gas/Oil:Combustion Turbine | DEF | DEF | 2026: 1.6428
BARTOW_P 2 | Gas/Oil:Combustion Turbine | DEF | DEF | 12.2041 | 29.7093 | 33.6575 | 29.5705 | 15.1549 | 36.2454 | 51.3045 | 68.9073 | 29.7389 | 38.103 | 31.2444 | 26.0208
BARTOW_P 3 | Gas/Oil:Combustion Turbine | DEF | DEF | 2026: 1.6428
BARTOW_P 4 | Gas/Oil:Combustion Turbine | DEF | DEF | 24.4081 | 32.8365 | 65.7122 | 64.0694 | 38.7291 | 44.8753 | 74.3031 | 74.3473 | 79.9233 | 62.8699 | 48.8195 | 34.0272
Battery 4 Hours | Storage:Battery | DEF | DEF
BAYBORO_P 1 | Gas/Oil:Combustion Turbine | DEF | DEF
BAYBORO_P 2 | Gas/Oil:Combustion Turbine | DEF | DEF
BAYBORO_P 3 | Gas/Oil:Combustion Turbine | DEF | DEF
BAYBORO_P 4 | Gas/Oil:Combustion Turbine | DEF | DEF
Citrus CC 1 | Gas/Oil:Combined Cycle | DEF | DEF | 74.4 | 76 | 78 | 80 | 82 | 63 | 64.5 | 66.3 | 90.4 | 92.8 | 118.5 | 340.2 | 1525 | 998.4 | 1388.6 | 1291.2 | 2172.5 | 1184.4 | 2658.8
Citrus CC 1 Duct | Gas/Oil:Combined Cycle | DEF | DEF
Citrus CC 2 | Gas/Oil:Combined Cycle | DEF | DEF | 74.4 | 76 | 78 | 80 | 82 | 63 | 64.5 | 88.4 | 90.4 | 278.4 | 355.5 | 267.3 | 1075 | 896 | 890.8 | 1156.7 | 1567.5 | 1833 | 1965.2
Citrus CC 2 Duct | Gas/Oil:Combined Cycle | DEF | DEF
Crystal 4 | Coal:Conventional | DEF | DEF | 1238.4 | 793 | 1463.4001 | 666.8 | 1537.2 | 1926.1 | 1615.5 | 1656 | 1508.8 | 1159.8 | 1188.6 | 812.4
Crystal 5 | Coal:Conventional | DEF | DEF | 1083.6 | 1427.4001 | 1463.4 | 1000.2 | 1708 | 1926.1001 | 1974.5 | 1656 | 1131.6 | 1353.1 | 1188.6 | 1015.5
DEBARY 10 | Gas/Oil:Combustion Turbine | DEF | DEF | 2025: 2.488; 2026: 2.5502; 2028: 5.3586; 2029: 41.1942; 2030: 14.0747; 2032: 2.9574; 2033: 6.0628; 2034: 12.4287; 2035: 31.8484
DEBARY 2 | Gas/Oil:Combustion Turbine | DEF | DEF | 2024: 3.1273
DEBARY 3 | Gas/Oil:Combustion Turbine | DEF | DEF | 2025: 3.2055; 2026: 3.2856; 2027: 1.6839
DEBARY 4 | Gas/Oil:Combustion Turbine | DEF | DEF | 2024: 1.5636; 2025: 4.8082; 2026: 4.9284; 2027: 3.3677
DEBARY 5 | Gas/Oil:Combustion Turbine | DEF | DEF | 2024: 3.1273; 2027: 3.3677
DEBARY 6 | Gas/Oil:Combustion Turbine | DEF | DEF | 2023: 3.051; 2024: 3.1273; 2025: 1.6027; 2026: 3.2856; 2027: 3.3677
DEBARY 7 | Gas/Oil:Combustion Turbine | DEF | DEF | 183.3005 | 157.0365 | 250.0666 | 206.2331 | 211.3889 | 225.9596 | 272.8539 | 276.4232 | 230.0004 | 177.667 | 168.1003 | 247.6852 | 187.6485 | 45.2564
DEBARY 8 | Gas/Oil:Combustion Turbine | DEF | DEF | 238.017 | 260.7927 | 296.0558 | 232.7488 | 178.1706 | 269.2943 | 272.8539 | 282.9273 | 276.6672 | 259.6671 | 217.1295 | 315.8884 | 209.7248 | 75.4273
DEBARY 9 | Gas/Oil:Combustion Turbine | DEF | DEF | 298.2052 | 286.0307 | 290.3072 | 229.8026 | 226.4881 | 278.5803 | 256.9903 | 295.9355 | 266.6671 | 259.6671 | 220.6316 | 276.4024 | 286.9918 | 45.2564
DEF Nuclear GE X300 PTC | Nuclear:Nuclear | DEF | DEF
Gen 190MW CT | Gas/Oil:Combustion Turbine | DEF | DEF | 2034: 38.3293; 2035: 117.8627; 2036: 281.8882; 2037: 313.7948; 2038: 197.4392; 2039: 4207.9784; 2040: 4582.3402; 2041: 3604.2698
Gen 190MW CT Ave | Gas/Oil:Combustion Turbine | DEF | DEF | 2039: 1075.6246; 2040: 1499.6062; 2041: 1358.5589
HEAT | Demand:Demand Response | DEF | DEF
Hines CC 1 | Gas/Oil:Combined Cycle | DEF | DEF | 56.4 | 67.9 | 108.9 | 153 | 197.6 | 171.2 | 261.6 | 291.2 | 379.5 | 330.4 | 411.4 | 248 | 381 | 299 | 532 | 602.8 | 378
Hines CC 2 | Gas/Oil:Combined Cycle | DEF | DEF | 249.6 | 339.2 | 337.9 | 432.9 | 490.2 | 737.1 | 612 | 959.4 | 1121.4 | 1238.4 | 1010.8 | 1101.6 | 1209.3 | 1144 | 1533 | 1710 | 939.4 | 1674.8 | 1384.6
Hines CC 3 | Gas/Oil:Combined Cycle | DEF | DEF | 120 | 216.3 | 381.6 | 432 | 444 | 467.4 | 568.4 | 606.9 | 1037 | 1087.5 | 1367.4 | 1214.4 | 1417.5 | 1255.8 | 1604.6 | 1551.5 | 1326.1 | 1438.2 | 1742.7
Hines CC 4 | Gas/Oil:Combined Cycle | DEF | DEF | 86.4 | 89.1 | 80.8 | 83.2 | 95.4 | 98.1 | 100.8 | 138 | 397.8 | 756 | 873.3 | 1045.8 | 1170 | 1010.8 | 992.8 | 1190 | 943.8 | 1308.3 | 1410
INT CITY 1 | Gas/Oil:Combustion Turbine | DEF | DEF
INT CITY 10 | Gas/Oil:Combustion Turbine | DEF | DEF | 73.8673 | 131.7985 | 120.7218 | 76.6008 | 108.7143 | 120.7181 | 149.1179 | 152.8458 | 110.0002 | 88.8335 | 101.5606 | 161.5339 | 180.2897 | 230.0534 | 328.5803 | 83.2081
INT CITY 11 | Gas/Oil:Combustion Turbine | DEF | DEF | 8.8158 | 18.0724 | 37.0484 | 37.9746 |  | 39.897 | 132.907 | 73.3544 | 32.2236 | 33.0291 | 45.1398 | 34.7012 | 154.1314 | 145.832 | 286.4991 | 217.0542 | 26.1742 | 13.4143 | 13.7496
INT CITY 12 | Gas/Oil:Combustion Turbine | DEF | DEF | 38.7891 | 51.9923 | 72.1011 | 48.198 | 52.6965 | 57.3897 | 79.5861 | 78.0289 | 54.5316 | 29.8106 | 45.8338 | 90.0443 | 80.2569 | 131.6213 | 206.5837 | 246.3195 | 35.4354 | 68.1025 | 69.805
INT CITY 13 | Gas/Oil:Combustion Turbine | DEF | DEF | 68.6268 | 88.6927 | 103.4493 | 77.1168 | 102.0994 | 118.1553 | 114.1887 | 117.0434 | 58.167 | 74.5265 | 64.9312 | 93.9593 | 104.334 | 180.9793 | 261.3917 | 324.1046 | 128.4534 | 122.5845 | 148.9174
INT CITY 14 | Gas/Oil:Combustion Turbine | DEF | DEF | 101.4483 | 110.1013 | 134.7976 | 128.528 | 105.3929 | 128.2829 | 128.0297 | 109.9499 | 69.0733 | 67.0739 | 76.3897 | 152.6838 | 128.411 | 185.0924 | 303.5516 | 380.2827 | 190.4655 | 254.2492 | 241.9908
INT CITY 2 | Gas/Oil:Combustion Turbine | DEF | DEF
INT CITY 3 | Gas/Oil:Combustion Turbine | DEF | DEF
INT CITY 4 | Gas/Oil:Combustion Turbine | DEF | DEF
INT CITY 5 | Gas/Oil:Combustion Turbine | DEF | DEF
INT CITY 6 | Gas/Oil:Combustion Turbine | DEF | DEF
INT CITY 7 | Gas/Oil:Combustion Turbine | DEF | DEF | 262.6395 | 286.0308 | 313.3018 | 309.3496 | 289.9048 | 247.6269 | 276.0267 | 312.1957 | 283.3338 | 239.1671 | 238.1421 | 337.4263 | 309.0681 | 346.9657 | 421.3559 | 186.2277
INT CITY 8 | Gas/Oil:Combustion Turbine | DEF | DEF | 175.093 | 218.7294 | 232.8206 | 206.2331 | 241.5873 | 185.7202 | 241.1267 | 240.6508 | 206.667 | 181.0836 | 126.0752 | 276.4024 | 250.198 | 286.6239 | 359.5055 | 134.7179
INT CITY 9 | Gas/Oil:Combustion Turbine | DEF | DEF | 158.678 | 224.3378 | 238.5692 | 191.5021 | 181.1905 | 210.4829 | 266.5085 | 221.1386 | 196.667 | 146.9169 | 157.594 | 297.9402 | 250.198 | 256.4529 | 320.849 | 130.7557
INTER | Demand:Demand Response | DEF | DEF
Mulberry | Gas/Oil:Combined Cycle | DEF | DEF
NSG Vand CT 1 | Gas/Oil:Combustion Turbine | DEF | DEF | 2023: 1209.408; 2024: 1045.008; 2025: 773.52; 2026: 495.634; 2027: 224.366
NSG Vand CT 2 | Gas/Oil:Combustion Turbine | DEF | DEF | 2023: 1234.604; 2024: 1134.216; 2025: 799.304; 2026: 508.677; 2027: 171.574
NSG Vand CT 3 | Gas/Oil:Combustion Turbine | DEF | DEF | 2023: 1448.77; 2024: 1274.4; 2025: 863.764; 2026: 743.451; 2027: 263.96
NSG Vand CT 4 | Gas/Oil:Combustion Turbine | DEF | DEF | 2023: 1511.76; 2024: 1414.584; 2025: 1005.576; 2026: 926.053; 2027: 237.564
Orange Cogen | Gas/Oil:Combined Cycle | DEF | DEF
Orlando Cogen | Gas/Oil:Combined Cycle | DEF | DEF
Osprey 1 0 | Gas/Oil:Combined Cycle | DEF | DEF | 2023: 43.8241; 2024: 44.9062
Osprey 1 1 | Gas/Oil:Combined Cycle | DEF | DEF | 2023: 572.1368; 2024: 430.457
Osprey 1 2 | Gas/Oil:Combined Cycle | DEF | DEF
OspreyAcq | Gas/Oil:Combined Cycle | DEF | DEF |  | 81.9 | 204 | 332.1 | 340.2 | 232.2 | 330 | 648 | 736.7 | 1207 | 1416.2 | 1564.5 | 1239.3 | 1397.3 | 1288 | 1881 | 2028 | 1868.4 | 2389.5
OspreyAcqDF | Gas/Oil:Combined Cycle | DEF | DEF
Pasco County | Renewable:Biomass | DEF | DEF
Pinellas County | Renewable:Biomass | DEF | DEF
Shady Hills 1 | Gas/Oil:Combustion Turbine | DEF | DEF | 2023: 402.782; 2024: 73.82
Shady Hills 2 | Gas/Oil:Combustion Turbine | DEF | DEF | 2023: 293.128; 2024: 55.365
Shady Hills 3 | Gas/Oil:Combustion Turbine | DEF | DEF | 2023: 459.223; 2024: 36.91
Solar 3rdParty Block 1 | Renewable:Solar PV | DEF | DEF
Solar 3rdParty Block 2 | Renewable:Solar PV | DEF | DEF
Solar 3rdParty Block 3 | Renewable:Solar PV | DEF | DEF
Solar DEF Bay Ranch | Renewable:Solar PV | DEF | DEF
Solar DEF Bay Trail | Renewable:Solar PV | DEF | DEF
Solar DEF Charlie Creek | Renewable:Solar PV | DEF | DEF
Solar DEF Columbia | Renewable:Solar PV | DEF | DEF
Solar DEF County Line | Renewable:Solar PV | DEF | DEF
Solar DEF Debary | Renewable:Solar PV | DEF | DEF
Solar DEF Duette | Renewable:Solar PV | DEF | DEF
Solar DEF Falmouth | Renewable:Solar PV | DEF | DEF
Solar DEF Fort Green | Renewable:Solar PV | DEF | DEF
Solar DEF Hamilton | Renewable:Solar PV | DEF | DEF
Solar DEF Hardeetown | Renewable:Solar PV | DEF | DEF
Solar DEF High Spring | Renewable:Solar PV | DEF | DEF
Solar DEF Hildreth | Renewable:Solar PV | DEF | DEF
Solar DEF Lake Placid | Renewable:Solar PV | DEF | DEF
Solar DEF Mule Creek | Renewable:Solar PV | DEF | DEF
Solar DEF NEW 1 | Renewable:Solar PV | DEF | DEF
Solar DEF NEW 1 PTC | Renewable:Solar PV | DEF | DEF
Solar DEF NEW 2 | Renewable:Solar PV | DEF | DEF
Solar DEF NEW 2 PTC | Renewable:Solar PV | DEF | DEF
Solar DEF NEW 3 | Renewable:Solar PV | DEF | DEF
Solar DEF NEW 3 PTC | Renewable:Solar PV | DEF | DEF
Solar DEF NEW 4 | Renewable:Solar PV | DEF | DEF
Solar DEF NEW 4 PTC | Renewable:Solar PV | DEF | DEF
Solar DEF NEW 6 PTC | Renewable:Solar PV | DEF | DEF
Solar DEF Osc Perry Suw | Renewable:Solar PV | DEF | DEF
Solar DEF Sandy Creek | Renewable:Solar PV | DEF | DEF
Solar DEF Santa Fe | Renewable:Solar PV | DEF | DEF
Solar DEF St Pete Pier | Renewable:Solar PV | DEF | DEF
Solar DEF Trenton | Renewable:Solar PV | DEF | DEF
Solar DEF Twin Rivers | Renewable:Solar PV | DEF | DEF
Solar DEF Winquepin | Renewable:Solar PV | DEF | DEF
Solar+Storage DEF NEW 1 | Renewable:Solar PV | DEF | DEF
Solar+Storage DEF NEW 1 PTC + ITC | Renewable:Solar PV | DEF | DEF
Standby | Demand:Demand Response | DEF | DEF
SUWANNEE_P 1 | Gas/Oil:Combustion Turbine | DEF | DEF
SUWANNEE_P 2 | Gas/Oil:Combustion Turbine | DEF | DEF
SUWANNEE_P 3 | Gas/Oil:Combustion Turbine | DEF | DEF
Tigerbay 1 | Gas/Oil:Combined Cycle | DEF | DEF
U OF FL 1 | Gas/Oil:Combustion Turbine | DEF | DEF
Voltage Red | Demand:Demand Response | DEF | DEF
WaterHtr_PP | Demand:Demand Response | DEF | DEF
Total |  |  |  | 14233.2797 | 12515.5727 | 11719.6775 | 9843.9777 | 10159.7684 | 10133.1867 | 11201.2912 | 10920.9229 | 11373.2607 | 12078.3726 | 12585.6545 | 12293.7733 | 13286.6633 | 11616.5492 | 14495.9118 | 14149.7096 | 16558.2316 | 17783.7967 | 18200.9914
Group Totals
Resource | Type | BA | Area | 2023 | 2024 | 2025 | 2026 | 2027 | 2028 | 2029 | 2030 | 2031 | 2032 | 2033 | 2034 | 2035 | 2036 | 2037 | 2038 | 2039 | 2040 | 2041
Total | Coal:Conventional | DEF | DEF | 2322 | 2220.4001 | 2926.8001 | 1667 | 3245.2001 | 3852.2001 | 3590 | 3312 | 2640.4001 | 2512.9 | 2377.2001 | 1827.9001
Total | Demand:Demand Response | DEF | DEF
Total | Gas/Oil:Combined Cycle | DEF | DEF | 1464.3609 | 1541.7632 | 1416.8 | 1744.4 | 1912 | 1911.2 | 2110.2 | 2909.4 | 3967.2 | 5107.3 | 5642.8 | 5904.6 | 8142.7 | 7130.1 | 8361.8 | 9518.4 | 9494.1001 | 9449.5 | 11660.2999
Total | Gas/Oil:Combustion Turbine | DEF | DEF | 8206.8187 | 6941.4094 | 5642.8774 | 4529.0777 | 2660.7683 | 1968.5867 | 2356.9913 | 2317.8228 | 1893.6606 | 1661.3727 | 1547.6545 | 2395.4733 | 2290.9633 | 2211.4492 | 2802.1117 | 1900.1096 | 5664.1316 | 6540.2968 | 5437.2915
Total | Gas/Oil:Steam Turbine | DEF | DEF | 2240.1 | 1812 | 1733.2 | 1903.5 | 2341.8001 | 2401.1999 | 3144.0999 | 2381.7001 | 2872.0001 | 2796.7999 | 3017.9999 | 2165.8 | 2853 | 2275 | 3332.0001 | 2731.2 | 1400 | 1793.9999 | 1103.4
Total | Nuclear:Nuclear | DEF | DEF
Total | Renewable:Biomass | DEF | DEF
Total | Renewable:Solar PV | DEF | DEF
Total | Storage:Battery | DEF | DEF
Battery Case
Resource | Type | BA | Area | 2023 | 2024 | 2025 | 2026 | 2027 | 2028 | 2029 | 2030 | 2031 | 2032 | 2033 | 2034 | 2035 | 2036 | 2037 | 2038 | 2039 | 2040 | 2041
AC | Demand:Demand Response | DEF | DEF
Anclote 1 | Gas/Oil:Steam Turbine | DEF | DEF | 943.2 | 1087.2 | 866.6 | 1015.2 | 1170.9001 | 1333.9999 | 1367 | 1401.0001 | 1866.8 | 1766.4 | 1207.2 | 1392.3 | 1743.5 | 1300 | 1666 | 1365.6 | 1050 | 1076.4 | 551.7
Anclote 2 | Gas/Oil:Steam Turbine | DEF | DEF | 1061.1 | 724.8 | 866.6 | 1015.2 | 1301.0001 | 933.8 | 1640.4 | 980.7 | 1148.8 | 1177.6 | 1659.9 | 928.2 | 1109.5 | 975 | 1666.0001 | 1536.3 | 525 | 538.2 | 551.7
As Avail | Gas/Oil:Combined Cycle | DEF | DEF
As Avail PCS | Renewable:Biomass | DEF | DEF
Bartow CC 1 0 | Gas/Oil:Combined Cycle | DEF | DEF | 187.2 | 120 | 147.6 | 151.2 | 180.6 | 79.2 | 108.4 | 111.2 | 114 | 116.8 | 89.7 | 122.8 | 125.6 | 128.8 | 132 | 135.2 | 138.8 | 142.4 | 109.5
Bartow CC 1 PAG | Gas/Oil:Combined Cycle | DEF | DEF
BARTOW_P 1 | Gas/Oil:Combustion Turbine | DEF | DEF | 2026: 1.6428
BARTOW_P 2 | Gas/Oil:Combustion Turbine | DEF | DEF | 19.8316 | 29.7093 | 33.6575 | 31.2133 | 25.2581 | 39.6973 | 33.6133 | 48.9604 | 42.7497 | 40.0081 | 31.2444 | 20.016
BARTOW_P 3 | Gas/Oil:Combustion Turbine | DEF | DEF | 2026: 1.6428; 2027: 1.6839
BARTOW_P 4 | Gas/Oil:Combustion Turbine | DEF | DEF | 24.4081 | 32.8365 | 65.7122 | 72.2834 | 33.6775 | 58.683 | 65.4575 | 70.7206 | 63.1952 | 60.9648 | 39.0556 | 38.0304
Battery 2 Hours | Storage:Battery | DEF | DEF
Battery 4 Hours | Storage:Battery | DEF | DEF
BAYBORO_P 1 | Gas/Oil:Combustion Turbine | DEF | DEF
BAYBORO_P 2 | Gas/Oil:Combustion Turbine | DEF | DEF
BAYBORO_P 3 | Gas/Oil:Combustion Turbine | DEF | DEF
BAYBORO_P 4 | Gas/Oil:Combustion Turbine | DEF | DEF
Citrus CC 1 | Gas/Oil:Combined Cycle | DEF | DEF | 74.4 | 76 | 78 | 80 | 82 | 63 | 64.5 | 66.3 | 90.4 | 69.6 | 118.5 | 267.3 | 1550 | 1075.2 | 1388.6 | 1291.2 | 2255 | 1156.2 | 2716.6
Citrus CC 1 Duct | Gas/Oil:Combined Cycle | DEF | DEF
Citrus CC 2 | Gas/Oil:Combined Cycle | DEF | DEF | 74.4 | 76 | 78 | 80 | 82 | 63 | 64.5 | 88.4 | 90.4 | 278.4 | 355.5 | 267.3 | 1050 | 921.6 | 943.2 | 1183.6 | 1567.5 | 2030.4 | 1994.1
Citrus CC 2 Duct | Gas/Oil:Combined Cycle | DEF | DEF
Crystal 4 | Coal:Conventional | DEF | DEF | 1238.4 | 793 | 1463.4001 | 666.8 | 1537.2 | 1400.8 | 1436 | 1656 | 1508.8 | 966.5 | 1386.7 | 812.4
Crystal 5 | Coal:Conventional | DEF | DEF | 1083.6 | 1427.4001 | 1463.4 | 1000.2 | 1024.8 | 2101.2001 | 1795 | 1472 | 1131.6 | 1353.1 | 1188.6 | 1015.5
DEBARY 10 | Gas/Oil:Combustion Turbine | DEF | DEF | 2025: 2.488; 2026: 2.5502; 2027: 5.2279; 2028: 10.7172; 2029: 35.7016; 2030: 16.8896; 2033: 6.0628; 2034: 15.5358; 2035: 35.0333
DEBARY 2 | Gas/Oil:Combustion Turbine | DEF | DEF | 2024: 3.1273
DEBARY 3 | Gas/Oil:Combustion Turbine | DEF | DEF | 2025: 3.2055; 2026: 1.6428; 2027: 3.3677
DEBARY 4 | Gas/Oil:Combustion Turbine | DEF | DEF | 2024: 1.5636; 2025: 4.8082; 2026: 4.9284
DEBARY 5 | Gas/Oil:Combustion Turbine | DEF | DEF | 2024: 3.1273
DEBARY 6 | Gas/Oil:Combustion Turbine | DEF | DEF | 2023: 1.5255; 2024: 3.1273; 2025: 1.6027; 2026: 4.9284; 2027: 1.6839
DEBARY 7 | Gas/Oil:Combustion Turbine | DEF | DEF | 194.2438 | 157.0365 | 250.0666 | 206.2331 | 175.1508 | 198.1016 | 218.9177 | 240.6508 | 200.0004 | 177.667 | 168.1003 | 247.6852 | 176.6104 | 33.9423
DEBARY 8 | Gas/Oil:Combustion Turbine | DEF | DEF | 243.4887 | 260.7927 | 296.0558 | 256.3183 | 181.1905 | 241.4363 | 218.9177 | 243.9029 | 256.6671 | 256.2504 | 227.6358 | 290.7609 | 183.9691 | 67.8846
DEBARY 9 | Gas/Oil:Combustion Turbine | DEF | DEF | 284.5261 | 286.0307 | 290.3072 | 215.0716 | 190.25 | 247.6269 | 263.3358 | 279.6753 | 263.3338 | 269.9171 | 203.1212 | 294.3506 | 290.6712 | 64.1132
DEF Nuclear GE X300 PTC | Nuclear:Nuclear | DEF | DEF
Gen 190MW CT | Gas/Oil:Combustion Turbine | DEF | DEF | 2034: 38.3293; 2035: 117.8627; 2036: 281.8882; 2037: 327.1144; 2038: 253.8504; 2039: 4108.8972; 2040: 4772.7607; 2041: 3324.7255
Gen 190MW CT Ave | Gas/Oil:Combustion Turbine | DEF | DEF | 2039: 1152.9603; 2040: 1579.6032; 2041: 1369.9004
HEAT | Demand:Demand Response | DEF | DEF
Hines CC 1 | Gas/Oil:Combined Cycle | DEF | DEF | 56.4 | 67.9 | 108.9 | 163.2 | 197.6 | 171.2 | 228.9 | 246.4 | 414 | 342.2 | 459.8 | 248 | 419.1 | 273 | 558.6 | 602.8 | 378
Hines CC 2 | Gas/Oil:Combined Cycle | DEF | DEF | 249.6 | 339.2 | 337.9 | 410.7 | 456 | 666.9 | 588 | 922.5 | 1209.6 | 1341.6 | 1064 | 1196.8 | 1306.6 | 1172.6 | 1489.2 | 1815 | 893.2 | 1706.4 | 1432.9
Hines CC 3 | Gas/Oil:Combined Cycle | DEF | DEF | 120 | 216.3 | 381.6 | 421.2 | 444 | 444.6 | 626.4 | 535.5 | 1085.8 | 1125 | 1431.9 | 1240.8 | 1471.5 | 1311 | 1633 | 1479 | 1385.7 | 1468.8 | 1727
Hines CC 4 | Gas/Oil:Combined Cycle | DEF | DEF | 86.4 | 89.1 | 80.8 | 83.2 | 106 | 98.1 | 100.8 | 172.5 | 409.5 | 804 | 910.2 | 1020.6 | 1183 | 1050.7 | 992.8 | 1260 | 1015.3 | 1308.3 | 1395
INT CITY 1 | Gas/Oil:Combustion Turbine | DEF | DEF
INT CITY 10 | Gas/Oil:Combustion Turbine | DEF | DEF | 65.6599 | 131.7985 | 120.7218 | 91.3318 | 78.5159 | 102.1461 | 139.5997 | 136.5856 | 103.3335 | 88.8335 | 77.046 | 172.3028 | 195.0073 | 218.7393 | 313.1177 | 79.2458
INT CITY 11 | Gas/Oil:Combustion Turbine | DEF | DEF | 8.8158 | 18.0724 | 37.0484 | 37.9746 | 19.462 | 59.8456 | 112.4598 | 73.3544 | 21.4824 | 33.0291 | 45.1398 | 57.8354 | 118.5626 | 182.29 | 249.1296 | 217.0542 | 13.0871 | 13.4143 | 13.7496
INT CITY 12 | Gas/Oil:Combustion Turbine | DEF | DEF | 47.7404 | 51.9923 | 72.1011 | 54.6244 | 42.8159 | 50.638 | 86.5066 | 74.4822 | 58.167 | 33.5369 | 38.1948 | 86.1293 | 76.244 | 139.8476 | 181.2878 | 272.2479 | 66.4414 | 54.482 | 97.727
INT CITY 13 | Gas/Oil:Combustion Turbine | DEF | DEF | 71.6106 | 88.6927 | 103.4493 | 93.1828 | 108.6865 | 94.5243 | 121.1092 | 78.0289 | 72.7088 | 81.9792 | 76.3897 | 113.5341 | 116.3725 | 176.8661 | 265.6077 | 345.7116 | 141.7417 | 122.5845 | 125.6491
INT CITY 14 | Gas/Oil:Combustion Turbine | DEF | DEF | 104.4321 | 110.1013 | 134.7976 | 128.528 | 85.6317 | 138.4105 | 110.7284 | 120.5902 | 76.3442 | 67.0739 | 68.7507 | 144.8539 | 112.3596 | 185.0924 | 320.4156 | 401.8897 | 155.03 | 199.7673 | 218.7224
INT CITY 2 | Gas/Oil:Combustion Turbine | DEF | DEF
INT CITY 3 | Gas/Oil:Combustion Turbine | DEF | DEF
INT CITY 4 | Gas/Oil:Combustion Turbine | DEF | DEF
INT CITY 5 | Gas/Oil:Combustion Turbine | DEF | DEF
INT CITY 6 | Gas/Oil:Combustion Turbine | DEF | DEF
INT CITY 7 | Gas/Oil:Combustion Turbine | DEF | DEF | 251.6962 | 286.0308 | 313.3018 | 318.1882 | 217.4286 | 235.2456 | 263.3358 | 273.1712 | 286.6672 | 242.5837 | 234.64 | 301.5299 | 301.7094 | 335.6516 | 409.759 | 178.3032
INT CITY 8 | Gas/Oil:Combustion Turbine | DEF | DEF | 177.8288 | 218.7294 | 232.8206 | 194.4483 | 166.0913 | 176.4342 | 228.4359 | 221.1386 | 186.667 | 198.167 | 157.594 | 301.5299 | 235.4805 | 279.0811 | 344.0429 | 146.6048
INT CITY 9 | Gas/Oil:Combustion Turbine | DEF | DEF | 150.4705 | 224.3378 | 238.5692 | 200.3407 | 147.9722 | 191.9109 | 241.1267 | 198.3743 | 183.3337 | 157.1669 | 122.5731 | 290.7609 | 250.198 | 279.0811 | 336.3116 | 142.6425
INTER | Demand:Demand Response | DEF | DEF
Mulberry | Gas/Oil:Combined Cycle | DEF | DEF
NSG Vand CT 1 | Gas/Oil:Combustion Turbine | DEF | DEF | 2023: 1209.408; 2024: 1045.008; 2025: 773.52; 2026: 482.591; 2027: 211.168
NSG Vand CT 2 | Gas/Oil:Combustion Turbine | DEF | DEF | 2023: 1234.604; 2024: 1134.216; 2025: 799.304; 2026: 495.634; 2027: 224.366
NSG Vand CT 3 | Gas/Oil:Combustion Turbine | DEF | DEF | 2023: 1423.574; 2024: 1274.4; 2025: 863.764; 2026: 743.451; 2027: 263.96
NSG Vand CT 4 | Gas/Oil:Combustion Turbine | DEF | DEF | 2023: 1461.368; 2024: 1414.584; 2025: 1005.576; 2026: 886.924; 2027: 237.564
Orange Cogen | Gas/Oil:Combined Cycle | DEF | DEF
Orlando Cogen | Gas/Oil:Combined Cycle | DEF | DEF
Osprey 1 0 | Gas/Oil:Combined Cycle | DEF | DEF | 2023: 43.8241; 2024: 44.9062
Osprey 1 1 | Gas/Oil:Combined Cycle | DEF | DEF | 2023: 572.1368; 2024: 430.457
Osprey 1 2 | Gas/Oil:Combined Cycle | DEF | DEF
OspreyAcq | Gas/Oil:Combined Cycle | DEF | DEF |  | 81.9 | 204 | 356.7 | 403.2 | 270.9 | 369.6 | 661.5 | 708.9 | 1249.6 | 1503.8 | 1609.2 | 1300.5 | 1334.5 | 1336.3 | 1914 | 1977.3 | 1851.1 | 2460.3
OspreyAcqDF | Gas/Oil:Combined Cycle | DEF | DEF
Pasco County | Renewable:Biomass | DEF | DEF
Pinellas County | Renewable:Biomass | DEF | DEF
Shady Hills 1 | Gas/Oil:Combustion Turbine | DEF | DEF | 2023: 440.23; 2024: 73.82
Shady Hills 2 | Gas/Oil:Combustion Turbine | DEF | DEF | 2023: 347.955; 2024: 55.365
Shady Hills 3 | Gas/Oil:Combustion Turbine | DEF | DEF | 2023: 385.941; 2024: 36.91
Solar 3rdParty Block 1 | Renewable:Solar PV | DEF | DEF
Solar 3rdParty Block 2 | Renewable:Solar PV | DEF | DEF
Solar 3rdParty Block 3 | Renewable:Solar PV | DEF | DEF
Solar DEF Bay Ranch | Renewable:Solar PV | DEF | DEF
Solar DEF Bay Trail | Renewable:Solar PV | DEF | DEF
Solar DEF Charlie Creek | Renewable:Solar PV | DEF | DEF
Solar DEF Columbia | Renewable:Solar PV | DEF | DEF
Solar DEF County Line | Renewable:Solar PV | DEF | DEF
Solar DEF Debary | Renewable:Solar PV | DEF | DEF
Solar DEF Duette | Renewable:Solar PV | DEF | DEF
Solar DEF Falmouth | Renewable:Solar PV | DEF | DEF
Solar DEF Fort Green | Renewable:Solar PV | DEF | DEF
Solar DEF Hamilton | Renewable:Solar PV | DEF | DEF
Solar DEF Hardeetown | Renewable:Solar PV | DEF | DEF
Solar DEF High Spring | Renewable:Solar PV | DEF | DEF
Solar DEF Hildreth | Renewable:Solar PV | DEF | DEF
Solar DEF Lake Placid | Renewable:Solar PV | DEF | DEF
Solar DEF Mule Creek | Renewable:Solar PV | DEF | DEF
Solar DEF NEW 1 | Renewable:Solar PV | DEF | DEF
Solar DEF NEW 1 PTC | Renewable:Solar PV | DEF | DEF
Solar DEF NEW 2 | Renewable:Solar PV | DEF | DEF
Solar DEF NEW 2 PTC | Renewable:Solar PV | DEF | DEF
Solar DEF NEW 3 | Renewable:Solar PV | DEF | DEF
Solar DEF NEW 3 PTC | Renewable:Solar PV | DEF | DEF
Solar DEF NEW 4 | Renewable:Solar PV | DEF | DEF
Solar DEF NEW 4 PTC | Renewable:Solar PV | DEF | DEF
Solar DEF NEW 6 PTC | Renewable:Solar PV | DEF | DEF
Solar DEF Osc Perry Suw | Renewable:Solar PV | DEF | DEF
Solar DEF Sandy Creek | Renewable:Solar PV | DEF | DEF
Solar DEF Santa Fe | Renewable:Solar PV | DEF | DEF
Solar DEF St Pete Pier | Renewable:Solar PV | DEF | DEF
Solar DEF Trenton | Renewable:Solar PV | DEF | DEF
Solar DEF Twin Rivers | Renewable:Solar PV | DEF | DEF
Solar DEF Winquepin | Renewable:Solar PV | DEF | DEF
Solar+Storage DEF NEW 1 | Renewable:Solar PV | DEF | DEF
Solar+Storage DEF NEW 1 PTC + ITC | Renewable:Solar PV | DEF | DEF
Standby | Demand:Demand Response | DEF | DEF
SUWANNEE_P 1 | Gas/Oil:Combustion Turbine | DEF | DEF
SUWANNEE_P 2 | Gas/Oil:Combustion Turbine | DEF | DEF
SUWANNEE_P 3 | Gas/Oil:Combustion Turbine | DEF | DEF
Tigerbay 1 | Gas/Oil:Combined Cycle | DEF | DEF
U OF FL 1 | Gas/Oil:Combustion Turbine | DEF | DEF
Voltage Red | Demand:Demand Response | DEF | DEF
WaterHtr_PP | Demand:Demand Response | DEF | DEF
Total |  |  |  | 13940.0189 | 12515.5727 | 11719.6775 | 9969.2738 | 9406.4524 | 9472.1175 | 10528.7456 | 10390.5252 | 11593.2501 | 12297.9776 | 12871.3481 | 12534.3844 | 13469.3805 | 11786.8776 | 14552.4864 | 14620.2499 | 16823.9578 | 18020.8118 | 18089.274
Group Totals
Resource | Type | BA | Area | 2023 | 2024 | 2025 | 2026 | 2027 | 2028 | 2029 | 2030 | 2031 | 2032 | 2033 | 2034 | 2035 | 2036 | 2037 | 2038 | 2039 | 2040 | 2041
Total | Coal:Conventional | DEF | DEF | 2322 | 2220.4001 | 2926.8001 | 1667 | 2562 | 3502.0001 | 3231 | 3128 | 2640.4001 | 2319.6 | 2575.3001 | 1827.9001
Total | Demand:Demand Response | DEF | DEF
Total | Gas/Oil:Combined Cycle | DEF | DEF | 1464.3609 | 1541.7632 | 1416.8 | 1746.2 | 1951.4 | 1856.9 | 2151.1 | 2804.3 | 4122.6 | 5327.2 | 5933.4 | 5972.8 | 8406.3 | 7267.4 | 8473.7 | 9680.8 | 9610.8 | 9663.6 | 11835.4
Total | Gas/Oil:Combustion Turbine | DEF | DEF | 8149.358 | 6941.4094 | 5642.8774 | 4525.6738 | 2421.1522 | 1845.4175 | 2139.2457 | 2076.5251 | 1814.6499 | 1707.1776 | 1495.5481 | 2413.1844 | 2210.0805 | 2244.4777 | 2746.7863 | 2037.55 | 5638.1578 | 6742.6118 | 5150.4741
Total | Gas/Oil:Steam Turbine | DEF | DEF | 2004.3 | 1812 | 1733.2 | 2030.4 | 2471.9001 | 2267.7999 | 3007.3999 | 2381.7001 | 3015.6001 | 2943.9999 | 2867.0999 | 2320.5 | 2853 | 2275 | 3332.0001 | 2901.8999 | 1575 | 1614.5999 | 1103.4
Total | Nuclear:Nuclear | DEF | DEF
Total | Renewable:Biomass | DEF | DEF
Total | Renewable:Solar PV | DEF | DEF
Total | Storage:Battery | DEF | DEF

## CO2
CO2 (000 Tons)
Base Case
Resource | Type | BA | Area | 2023 | 2024 | 2025 | 2026 | 2027 | 2028 | 2029 | 2030 | 2031 | 2032 | 2033 | 2034 | 2035 | 2036 | 2037 | 2038 | 2039 | 2040 | 2041
Anclote 1 | Gas/Oil:Steam Turbine | DEF | DEF | 589.7484 | 692.3995 | 291.0247 | 511.5739 | 475.2601 | 446.9768 | 359.4039 | 324.949 | 193.2014 | 227.8957 | 211.3476 | 290.8451 | 338.17 | 334.5063 | 462.0533 | 343.2013 | 356.2088 | 186.4281 | 156.9734
Anclote 2 | Gas/Oil:Steam Turbine | DEF | DEF | 500.6291 | 475.4043 | 255.6936 | 340.8983 | 322.5403 | 404.7981 | 301.0037 | 216.026 | 237.1896 | 191.9059 | 170.4306 | 204.5379 | 283.8841 | 302.6767 | 347.0391 | 184.5898 | 77.0022 | 72.3732 | 63.8915
As Avail PCS | Renewable:Biomass | DEF | DEF | 97.7016 | 97.7016 | 97.7016 | 97.7016 | 97.7016 | 98.3708 | 97.7016 | 97.7016 | 97.7016 | 98.3708 | 97.7016 | 97.7016 | 97.7016 | 98.3708 | 97.7016 | 97.7016 | 97.7016 | 97.7016 | 97.7016
Bartow CC 1 0 | Gas/Oil:Combined Cycle | DEF | DEF | 2623.9361 | 2491.5213 | 2680.2615 | 2644.1772 | 2454.5592 | 2493.0855 | 2653.4065 | 2647.0628 | 2694.9932 | 2679.8263 | 2592.3625 | 2723.5116 | 2793.3907 | 2860.1425 | 2593.7825 | 2817.3575 | 2828.4512 | 2811.0327 | 2642.2147
Bartow CC 1 PAG | Gas/Oil:Combined Cycle | DEF | DEF | 85.6181 | 81.6751 | 59.3229 | 64.0364 | 56.8158 | 57.1873 | 54.8831 | 39.9632 | 31.3749 | 31.6439 | 27.9825 | 45.9077 | 56.2014 | 54.2537 | 59.7079 | 52.7375 | 57.9002 | 48.2893 | 46.9275
BARTOW_P 1 | Gas/Oil:Combustion Turbine | DEF | DEF | 2026: 0.12431
BARTOW_P 2 | Gas/Oil:Combustion Turbine | DEF | DEF | 0.81036 | 1.6055 | 1.4963 | 1.389 | 0.61829 | 1.7302 | 3.0636 | 3.5509 | 1.3955 | 1.5653 | 1.7258 | 1.248
BARTOW_P 3 | Gas/Oil:Combustion Turbine | DEF | DEF | 2026: 0.13911
BARTOW_P 4 | Gas/Oil:Combustion Turbine | DEF | DEF | 1.7741 | 1.9858 | 3.7715 | 4.1104 | 2.1525 | 2.885 | 4.958 | 4.0053 | 3.9311 | 3.3134 | 2.9031 | 1.6404
BAYBORO_P 1 | Gas/Oil:Combustion Turbine | DEF | DEF | 2024: 0.17382
BAYBORO_P 2 | Gas/Oil:Combustion Turbine | DEF | DEF | 2023: 0.032765; 2024: 0.032765; 2025: 0.039214
BAYBORO_P 4 | Gas/Oil:Combustion Turbine | DEF | DEF | 2024: 0.038319
Citrus CC 1 | Gas/Oil:Combined Cycle | DEF | DEF | 2272.0558 | 2332.8867 | 2166.9393 | 2367.5628 | 2317.7979 | 2075.7854 | 2217.8274 | 2169.6398 | 2021.738 | 2081.2221 | 2056.8427 | 2050.8387 | 2009.6147 | 2032.3037 | 1905.3512 | 1975.1724 | 1959.7527 | 1798.4348 | 1867.7593
Citrus CC 1 Duct | Gas/Oil:Combined Cycle | DEF | DEF | 105.7887 | 106.4164 | 71.6484 | 80.1072 | 72.189 | 69.0204 | 66.7987 | 49.4785 | 37.6325 | 39.8231 | 39.8487 | 55.7594 | 69.3126 | 71.5067 | 79.9296 | 65.2805 | 74.3727 | 61.139 | 65.6741
Citrus CC 2 | Gas/Oil:Combined Cycle | DEF | DEF | 2262.236 | 2325.722 | 2308.7508 | 2191.9678 | 2379.3717 | 2079.2938 | 2265.2148 | 2228.2202 | 1996.4903 | 2095.1333 | 2064.1178 | 2071.558 | 2029.5428 | 2026.033 | 1905.3215 | 1956.1957 | 1976.7645 | 1719.4394 | 1909.4763
Citrus CC 2 Duct | Gas/Oil:Combined Cycle | DEF | DEF | 100.0053 | 109.9328 | 77.0349 | 63.022 | 68.4607 | 66.1008 | 67.6373 | 45.4493 | 35.7539 | 34.8748 | 36.135 | 53.0336 | 63.2043 | 69.0309 | 69.1309 | 60.5268 | 68.3613 | 59.8372 | 60.3435
Crystal 4 | Coal:Conventional | DEF | DEF | 873.0027 | 911.6112 | 948.1528 | 813.8755 | 978.9397 | 1360.0872 | 1307.3894 | 1596.8403 | 2598.289 | 1899.3774 | 2116.3091 | 897.2682
Crystal 5 | Coal:Conventional | DEF | DEF | 562.945 | 901.501 | 913.9756 | 800.51 | 797.0404 | 1175.497 | 1011.4068 | 1552.6267 | 1983.6715 | 2238.0622 | 1922.7541 | 712.1676
DEBARY 10 | Gas/Oil:Combustion Turbine | DEF | DEF | 2025: 0.13311; 2026: 0.14586; 2028: 0.41151; 2029: 2.6892; 2030: 1.4093; 2032: 0.14297; 2033: 0.66938; 2034: 0.46238; 2035: 1.2039
DEBARY 2 | Gas/Oil:Combustion Turbine | DEF | DEF | 2024: 0.19636
DEBARY 3 | Gas/Oil:Combustion Turbine | DEF | DEF | 2025: 0.15235; 2026: 0.33543; 2027: 0.063921
DEBARY 4 | Gas/Oil:Combustion Turbine | DEF | DEF | 2024: 0.099873; 2025: 0.18593; 2026: 0.38443; 2027: 0.097389
DEBARY 5 | Gas/Oil:Combustion Turbine | DEF | DEF | 2024: 0.11324; 2027: 0.15209
DEBARY 6 | Gas/Oil:Combustion Turbine | DEF | DEF | 2023: 0.1842; 2024: 0.23084; 2025: 0.034984; 2026: 0.25482; 2027: 0.14466
DEBARY 7 | Gas/Oil:Combustion Turbine | DEF | DEF | 10.0006 | 10.0842 | 14.3242 | 12.1636 | 10.5746 | 12.0144 | 14.6799 | 12.811 | 9.4544 | 7.517 | 6.7656 | 8.5211 | 7.2849 | 2.0551
DEBARY 8 | Gas/Oil:Combustion Turbine | DEF | DEF | 13.3339 | 17.3265 | 16.577 | 14.0257 | 9.3355 | 13.6789 | 13.6126 | 13.6103 | 10.1821 | 10.4995 | 8.4073 | 10.9695 | 8.6561 | 4.0082
DEBARY 9 | Gas/Oil:Combustion Turbine | DEF | DEF | 16.7099 | 18.9388 | 15.7112 | 13.1057 | 11.6873 | 14.2405 | 13.554 | 14.2174 | 10.0163 | 9.8857 | 9.2176 | 11.9365 | 12.9941 | 1.8057
Gen 190MW CT | Gas/Oil:Combustion Turbine | DEF | DEF | 2034: 7.8788; 2035: 30.9872; 2036: 172.463; 2037: 187.1334; 2038: 122.8107; 2039: 300.2628; 2040: 300.2337; 2041: 216.9422
Gen 190MW CT Ave | Gas/Oil:Combustion Turbine | DEF | DEF | 2039: 78.736; 2040: 91.3584; 2041: 75.9924
Hines CC 1 | Gas/Oil:Combined Cycle | DEF | DEF | 1169.7188 | 1161.2973 | 1180.4636 | 887.6579 | 941.6386 | 824.4957 | 864.9992 | 663.4208 | 408.1727 | 333.2957 | 434.8069 | 507.1608 | 672.2711 | 624.8935 | 854.1778 | 589.124 | 148.2654
Hines CC 2 | Gas/Oil:Combined Cycle | DEF | DEF | 1207.8283 | 1269.823 | 1278.3397 | 1365.3083 | 1264.3055 | 1253.8253 | 1070.8297 | 1131.5829 | 950.2079 | 863.8435 | 767.3446 | 861.798 | 975.3156 | 924.0494 | 1052.0823 | 925.4143 | 795.1872 | 841.8083 | 736.2873
Hines CC 3 | Gas/Oil:Combined Cycle | DEF | DEF | 1268.5714 | 1260.1544 | 1191.0695 | 1224.8386 | 1406.0077 | 1314.5963 | 1318.4429 | 1120.9435 | 1265.8612 | 1067.0169 | 1179.9106 | 1066.5367 | 1196.2557 | 1124.5682 | 1312.6148 | 1044.5005 | 1058.4218 | 956.0071 | 973.3803
Hines CC 4 | Gas/Oil:Combined Cycle | DEF | DEF | 1141.5156 | 1288.9074 | 986.1091 | 1113.6192 | 1005.2684 | 1258.1438 | 1147.4678 | 1196.2871 | 971.8944 | 1121.474 | 1059.5377 | 1081.3048 | 1002.6857 | 1154.8638 | 1104.1686 | 1103.2908 | 1038.8398 | 1035.2289 | 904.844
INT CITY 1 | Gas/Oil:Combustion Turbine | DEF | DEF | 2024: 0.084798; 2025: 0.04369; 2026: 0.09969; 2027: 0.04369; 2028: 0.3792; 2029: 1.607; 2030: 0.59377; 2031: 0.23827; 2032: 0.11591; 2033: 0.54071; 2034: 0.10607
INT CITY 10 | Gas/Oil:Combustion Turbine | DEF | DEF | 4.2274 | 8.5419 | 7.7048 | 4.1385 | 4.9046 | 5.705 | 8.6196 | 7.7945 | 4.9375 | 3.3768 | 4.9871 | 5.6915 | 7.1741 | 10.852 | 19.8129 | 3.5854
INT CITY 11 | Gas/Oil:Combustion Turbine | DEF | DEF | 0.24382 | 0.46635 | 0.91494 | 1.1251 |  | 1.3699 | 5.0243 | 2.9852 | 0.96846 | 0.85584 | 2.004 | 0.58269 | 2.6962 | 2.2524 | 5.8406 | 5.2248 | 0.66686 | 0.45228 | 0.18212
INT CITY 12 | Gas/Oil:Combustion Turbine | DEF | DEF | 4.5889 | 5.083 | 5.4954 | 3.4004 | 2.9291 | 4.2642 | 7.0232 | 5.8685 | 3.5377 | 1.4619 | 3.2419 | 5.5293 | 6.2238 | 11.8895 | 17.6155 | 13.9779 | 1.4057 | 2.8091 | 2.4507
INT CITY 13 | Gas/Oil:Combustion Turbine | DEF | DEF | 7.7544 | 8.5388 | 7.7903 | 6.2206 | 6.1036 | 7.9725 | 9.4036 | 6.8902 | 3.5418 | 4.6107 | 4.4339 | 6.3948 | 8.7734 | 15.1164 | 21.5875 | 18.3242 | 4.3935 | 3.4893 | 4.2935
INT CITY 14 | Gas/Oil:Combustion Turbine | DEF | DEF | 9.4192 | 10.1139 | 10.7776 | 9.9211 | 6.1392 | 8.5529 | 8.9492 | 7.3129 | 4.1285 | 3.9122 | 4.7661 | 9.5308 | 9.2363 | 16.3633 | 27.9949 | 21.6877 | 5.8758 | 7.1604 | 7.8337
INT CITY 2 | Gas/Oil:Combustion Turbine | DEF | DEF | 2028: 0.17574; 2029: 0.53053; 2030: 0.76102; 2031: 0.10739; 2032: 0.042161; 2033: 0.31972
INT CITY 3 | Gas/Oil:Combustion Turbine | DEF | DEF | 2024: 0.085983; 2025: 0.042992; 2026: 0.18252; 2028: 0.36025; 2029: 1.2377; 2030: 0.83643; 2031: 0.23453; 2032: 0.1797; 2033: 0.44759; 2034: 0.08287
INT CITY 4 | Gas/Oil:Combustion Turbine | DEF | DEF | 2024: 0.088329; 2025: 0.13064; 2026: 0.19151; 2027: 0.043072; 2028: 0.45188; 2029: 1.7558; 2030: 1.0628; 2031: 0.35243; 2032: 0.19106; 2033: 0.49837; 2034: 0.13432
INT CITY 5 | Gas/Oil:Combustion Turbine | DEF | DEF | 2026: 0.12029; 2028: 0.16989; 2029: 1.1352; 2030: 0.74921; 2031: 0.18484; 2032: 0.048284; 2033: 0.35394
INT CITY 6 | Gas/Oil:Combustion Turbine | DEF | DEF | 2024: 0.24561; 2025: 0.084936; 2026: 0.3047; 2027: 0.040705; 2028: 0.15143; 2029: 1.9358; 2030: 1.1156; 2031: 0.31213; 2032: 0.19002; 2033: 0.58417; 2034: 0.23869
INT CITY 7 | Gas/Oil:Combustion Turbine | DEF | DEF | 17.1717 | 22.6993 | 19.8731 | 15.1623 | 14.0823 | 13.1793 | 13.5214 | 14.1098 | 10.9075 | 9.2272 | 9.0368 | 15.3821 | 17.0858 | 20.3044 | 27.0439 | 9.7435
INT CITY 8 | Gas/Oil:Combustion Turbine | DEF | DEF | 11.2526 | 15.6462 | 15.1174 | 10.9385 | 11.7654 | 9.8483 | 12.1523 | 11.6146 | 8.9334 | 7.2673 | 6.0487 | 13.0633 | 12.8836 | 15.4229 | 23.4099 | 6.6617
INT CITY 9 | Gas/Oil:Combustion Turbine | DEF | DEF | 9.1769 | 17.234 | 14.3182 | 10.6961 | 9.0856 | 10.8387 | 14.0896 | 11.2822 | 8.5597 | 6.164 | 7.0011 | 14.1828 | 13.2327 | 14.3254 | 21.1653 | 6.1197
Mulberry | Gas/Oil:Combined Cycle | DEF | DEF | 2023: 214.1817; 2024: 136.9915
NSG Vand CT 1 | Gas/Oil:Combustion Turbine | DEF | DEF | 2023: 87.9146; 2024: 95.5541; 2025: 57.8233; 2026: 29.2133; 2027: 10.869
NSG Vand CT 2 | Gas/Oil:Combustion Turbine | DEF | DEF | 2023: 84.5297; 2024: 105.7132; 2025: 63.9375; 2026: 31.465; 2027: 11.2828
NSG Vand CT 3 | Gas/Oil:Combustion Turbine | DEF | DEF | 2023: 103.4652; 2024: 108.1841; 2025: 64.6834; 2026: 52.0491; 2027: 13.9062
NSG Vand CT 4 | Gas/Oil:Combustion Turbine | DEF | DEF | 2023: 114.7913; 2024: 133.5838; 2025: 86.8195; 2026: 67.6529; 2027: 11.6817
Orange Cogen | Gas/Oil:Combined Cycle | DEF | DEF | 2023: 205.2441; 2024: 205.8407; 2025: 205.2441
Orlando Cogen | Gas/Oil:Combined Cycle | DEF | DEF | 2023: 373.1563
Osprey 1 0 | Gas/Oil:Combined Cycle | DEF | DEF | 2023: 622.2298; 2024: 605.9565
Osprey 1 1 | Gas/Oil:Combined Cycle | DEF | DEF | 2023: 293.9325; 2024: 346.6421
Osprey 1 2 | Gas/Oil:Combined Cycle | DEF | DEF | 2023: 24.0014; 2024: 27.1768
OspreyAcq | Gas/Oil:Combined Cycle | DEF | DEF |  | 276.0467 | 1664.694 | 1605.461 | 1507.3653 | 1611.5094 | 1430.9276 | 1390.1639 | 1353.8224 | 1252.4683 | 1258.3852 | 1191.3491 | 1188.9809 | 1193.5917 | 1344.0081 | 1110.2354 | 1202.2519 | 1101.1907 | 965.1949
OspreyAcqDF | Gas/Oil:Combined Cycle | DEF | DEF |  | 1.693 | 44.0131 | 49.4343 | 38.3047 | 41.0372 | 39.2053 | 37.6714 | 25.5473 | 23.8881 | 23.7619 | 35.4445 | 41.8193 | 44.3111 | 49.7293 | 39.2079 | 45.3126 | 40.3574 | 38.3528
Pasco County | Renewable:Biomass | DEF | DEF | 139.7552 | 140.2119 | 138.8418 | 66.6806 | 66.6806 | 66.6806 | 66.6806 | 66.6806 | 66.6806 | 66.6806 | 66.6806 | 66.6806 | 66.6806 | 67.1373 | 66.6806 | 66.6806 | 66.6806 | 66.6806 | 66.6806
Pinellas County | Renewable:Biomass | DEF | DEF | 292.4524 | 298.9756 | 296.8012 | 158.7288 | 158.7288 | 158.7288 | 158.7288 | 158.7288 | 158.7288 | 159.816 | 158.7288 | 158.7288 | 158.7288 | 159.816 | 158.7288 | 158.7288 | 158.7288 | 158.7288 | 158.7288
Shady Hills 1 | Gas/Oil:Combustion Turbine | DEF | DEF | 2023: 26.4943; 2024: 2.1546
Shady Hills 2 | Gas/Oil:Combustion Turbine | DEF | DEF | 2023: 23.0648; 2024: 2.4702
Shady Hills 3 | Gas/Oil:Combustion Turbine | DEF | DEF | 2023: 31.5143; 2024: 0.77379
SUWANNEE_P 1 | Gas/Oil:Combustion Turbine | DEF | DEF | 6.0522 | 10.0195 | 9.024 | 9.0854 | 7.7652 | 8.1743 | 9.1844 | 10.104 | 8.6309 | 7.087 | 7.6723 | 3.8676
SUWANNEE_P 2 | Gas/Oil:Combustion Turbine | DEF | DEF | 5.5188 | 7.2714 | 6.0067 | 8.866 | 6.2071 | 8.5963 | 8.7509 | 9.2148 | 7.1136 | 7.1849 | 6.9659 | 3.1373
SUWANNEE_P 3 | Gas/Oil:Combustion Turbine | DEF | DEF | 10.0383 | 12.9073 | 11.9728 | 12.8319 | 10.9415 | 12.2047 | 10.5674 | 12.3621 | 9.6107 | 9.3321 | 9.3847 | 4.187
Tigerbay 1 | Gas/Oil:Combined Cycle | DEF | DEF | 508.7152 | 468.7966 | 434.8353 | 507.7154 | 460.0911 | 474.6492 | 374.0353 | 357.5082 | 268.7796 | 263.3338 | 185.1256 | 279.3063 | 32.0402
U OF FL 1 | Gas/Oil:Combustion Turbine | DEF | DEF | 2023: 175.7295; 2024: 176.4001; 2025: 174.6718; 2026: 173.9194; 2027: 145.8614
Total |  |  |  | 18310.7632 | 18809.9719 | 17900.5761 | 17448.6394 | 17177.5452 | 17467.2242 | 17042.0359 | 17245.2064 | 17505.0095 | 16864.1234 | 16568.0903 | 14576.2067 | 13214.2322 | 13428.9139 | 13813.812 | 12798.0809 | 12401.5439 | 11460.1805 | 11062.1253
Group Totals
Resource | Type | BA | Area | 2023 | 2024 | 2025 | 2026 | 2027 | 2028 | 2029 | 2030 | 2031 | 2032 | 2033 | 2034 | 2035 | 2036 | 2037 | 2038 | 2039 | 2040 | 2041
Total | Coal:Conventional | DEF | DEF | 1435.9476 | 1813.1122 | 1862.1285 | 1614.3854 | 1775.98 | 2535.5842 | 2318.7962 | 3149.467 | 4581.9605 | 4137.4396 | 4039.0632 | 1609.4359
Total | Gas/Oil:Combined Cycle | DEF | DEF | 14478.7352 | 14497.4803 | 14348.7261 | 14164.908 | 13972.1755 | 13618.7299 | 13571.6757 | 13077.3915 | 12062.2683 | 11887.8438 | 11726.1618 | 12023.509 | 12130.6349 | 12179.5483 | 12330.0046 | 11739.0433 | 11253.8813 | 10472.765 | 10210.4547
Total | Gas/Oil:Combustion Turbine | DEF | DEF | 775.7936 | 794.6865 | 609.6586 | 493.7628 | 308.4782 | 137.355 | 168.0454 | 154.2619 | 107.2787 | 94.1709 | 97.976 | 124.7678 | 138.4322 | 286.8585 | 351.6039 | 208.1355 | 391.3406 | 405.5032 | 307.6947
Total | Gas/Oil:Steam Turbine | DEF | DEF | 1090.3775 | 1167.8038 | 546.7183 | 852.4722 | 797.8004 | 851.7749 | 660.4076 | 540.975 | 430.391 | 419.8016 | 381.7782 | 495.383 | 622.054 | 637.183 | 809.0924 | 527.7911 | 433.2109 | 258.8013 | 220.8649
Total | Renewable:Biomass | DEF | DEF | 529.9092 | 536.8891 | 533.3445 | 323.111 | 323.111 | 323.7802 | 323.111 | 323.111 | 323.111 | 324.8674 | 323.111 | 323.111 | 323.111 | 325.3241 | 323.111 | 323.111 | 323.111 | 323.111 | 323.111
Battery Case
Resource | Type | BA | Area | 2023 | 2024 | 2025 | 2026 | 2027 | 2028 | 2029 | 2030 | 2031 | 2032 | 2033 | 2034 | 2035 | 2036 | 2037 | 2038 | 2039 | 2040 | 2041
Anclote 1 | Gas/Oil:Steam Turbine | DEF | DEF | 595.7678 | 692.3995 | 291.0247 | 501.8725 | 486.3097 | 430.8066 | 355.1117 | 324.1769 | 199.3879 | 226.1041 | 203.7367 | 297.4467 | 352.9957 | 349.8233 | 467.3891 | 340.6368 | 369.6753 | 192.7623 | 182.006
Anclote 2 | Gas/Oil:Steam Turbine | DEF | DEF | 499.5686 | 475.4043 | 255.6936 | 335.938 | 344.1343 | 386.8958 | 259.7236 | 217.9905 | 239.6548 | 199.4032 | 182.6233 | 211.658 | 282.9652 | 305.8741 | 352.8856 | 188.5428 | 93.4634 | 73.1654 | 59.8314
As Avail PCS | Renewable:Biomass | DEF | DEF | 97.7016 | 97.7016 | 97.7016 | 97.7016 | 97.7016 | 98.3708 | 97.7016 | 97.7016 | 97.7016 | 98.3708 | 97.7016 | 97.7016 | 97.7016 | 98.3708 | 97.7016 | 97.7016 | 97.7016 | 97.7016 | 97.7016
Bartow CC 1 0 | Gas/Oil:Combined Cycle | DEF | DEF | 2625.4741 | 2491.5213 | 2680.2615 | 2640.319 | 2479.1904 | 2492.3906 | 2664.6089 | 2662.8803 | 2697.4212 | 2683.6353 | 2594.683 | 2720.306 | 2792.3951 | 2854.5066 | 2584.9382 | 2813.3397 | 2834.5344 | 2806.3699 | 2637.5114
Bartow CC 1 PAG | Gas/Oil:Combined Cycle | DEF | DEF | 85.9466 | 81.6751 | 59.3229 | 63.9223 | 58.5619 | 57.4344 | 55.7136 | 40.9194 | 33.5919 | 34.7159 | 29.862 | 48.6708 | 57.0446 | 55.2262 | 60.4824 | 53.5556 | 58.8376 | 50.2709 | 48.4409
BARTOW_P 1 | Gas/Oil:Combustion Turbine | DEF | DEF | 2026: 0.12431
BARTOW_P 2 | Gas/Oil:Combustion Turbine | DEF | DEF | 1.0723 | 1.6055 | 1.4963 | 1.5461 | 1.0363 | 2.1481 | 2.1181 | 2.5252 | 1.7025 | 1.6742 | 1.8217 | 0.78814
BARTOW_P 3 | Gas/Oil:Combustion Turbine | DEF | DEF | 2026: 0.13911; 2027: 0.065258
BARTOW_P 4 | Gas/Oil:Combustion Turbine | DEF | DEF | 1.6079 | 1.9858 | 3.7715 | 4.607 | 2.034 | 3.5004 | 4.6407 | 3.9209 | 3.3538 | 2.8599 | 2.5215 | 1.7891
BAYBORO_P 1 | Gas/Oil:Combustion Turbine | DEF | DEF | 2024: 0.17382
BAYBORO_P 2 | Gas/Oil:Combustion Turbine | DEF | DEF | 2023: 0.032765; 2024: 0.032765; 2025: 0.039214
BAYBORO_P 4 | Gas/Oil:Combustion Turbine | DEF | DEF | 2024: 0.038319
Citrus CC 1 | Gas/Oil:Combined Cycle | DEF | DEF | 2271.6507 | 2332.8867 | 2166.9393 | 2367.6895 | 2328.4688 | 2081.4659 | 2225.9723 | 2175.504 | 2025.6863 | 2078.5141 | 2054.9795 | 2049.5359 | 2008.9806 | 2025.9365 | 1901.7273 | 1975.7883 | 1952.9788 | 1795.5962 | 1862.3861
Citrus CC 1 Duct | Gas/Oil:Combined Cycle | DEF | DEF | 105.9802 | 106.4164 | 71.6484 | 79.9866 | 73.6252 | 68.12 | 66.4996 | 49.6519 | 39.6155 | 41.987 | 42.039 | 57.9569 | 70.5821 | 71.772 | 79.5506 | 65.4536 | 74.2646 | 61.1345 | 68.7365
Citrus CC 2 | Gas/Oil:Combined Cycle | DEF | DEF | 2262.1741 | 2325.722 | 2308.7508 | 2193.2939 | 2383.708 | 2082.5461 | 2271.4601 | 2231.863 | 1996.6525 | 2089.2344 | 2059.5259 | 2065.8892 | 2027.0034 | 2021.2226 | 1896.345 | 1950.3221 | 1975.9207 | 1711.9211 | 1905.8377
Citrus CC 2 Duct | Gas/Oil:Combined Cycle | DEF | DEF | 100.4329 | 109.9328 | 77.0349 | 63.0022 | 70.2071 | 65.3118 | 67.8996 | 45.482 | 37.5255 | 38.0264 | 38.1166 | 55.0923 | 65.8695 | 70.7535 | 69.9416 | 59.8087 | 69.413 | 61.423 | 62.3964
Crystal 4 | Coal:Conventional | DEF | DEF | 871.023 | 911.6112 | 948.1528 | 820.3766 | 963.2147 | 1265.5397 | 1318.9819 | 1583.5039 | 2423.5679 | 1876.0449 | 2138.7596 | 818.1234
Crystal 5 | Coal:Conventional | DEF | DEF | 559.0265 | 901.501 | 913.9756 | 799.5874 | 712.2831 | 1200.6857 | 994.8495 | 1608.4204 | 1989.6895 | 2226.589 | 1984.4923 | 721.8808
DEBARY 10 | Gas/Oil:Combustion Turbine | DEF | DEF | 2025: 0.13311; 2026: 0.13797; 2027: 0.20595; 2028: 0.8225; 2029: 2.5182; 2030: 1.5704; 2033: 0.66854; 2034: 0.56364; 2035: 1.3798
DEBARY 2 | Gas/Oil:Combustion Turbine | DEF | DEF | 2024: 0.19636
DEBARY 3 | Gas/Oil:Combustion Turbine | DEF | DEF | 2025: 0.15235; 2026: 0.17178; 2027: 0.18434
DEBARY 4 | Gas/Oil:Combustion Turbine | DEF | DEF | 2024: 0.099873; 2025: 0.18593; 2026: 0.37225
DEBARY 5 | Gas/Oil:Combustion Turbine | DEF | DEF | 2024: 0.11324
DEBARY 6 | Gas/Oil:Combustion Turbine | DEF | DEF | 2023: 0.12028; 2024: 0.23084; 2025: 0.034984; 2026: 0.37358; 2027: 0.12866
DEBARY 7 | Gas/Oil:Combustion Turbine | DEF | DEF | 11.2845 | 10.0842 | 14.3242 | 12.2515 | 9.4174 | 11.3437 | 12.5889 | 12.2702 | 8.2254 | 7.7045 | 6.7873 | 9.3977 | 7.6454 | 1.7965
DEBARY 8 | Gas/Oil:Combustion Turbine | DEF | DEF | 12.6763 | 17.3265 | 16.577 | 14.663 | 9.4062 | 13.3079 | 11.6455 | 12.0306 | 9.8972 | 11.159 | 8.7829 | 11.5716 | 8.8139 | 4.1326
DEBARY 9 | Gas/Oil:Combustion Turbine | DEF | DEF | 16.7017 | 18.9388 | 15.7112 | 12.4752 | 10.4866 | 13.8005 | 13.3798 | 14.1387 | 10.6271 | 10.4387 | 9.0238 | 12.9653 | 14.3123 | 2.7615
Gen 190MW CT | Gas/Oil:Combustion Turbine | DEF | DEF | 2034: 8.0106; 2035: 31.3824; 2036: 177.3881; 2037: 195.8329; 2038: 132.3906; 2039: 298.6494; 2040: 310.2207; 2041: 205.1538
Gen 190MW CT Ave | Gas/Oil:Combustion Turbine | DEF | DEF | 2039: 76.6085; 2040: 97.4728; 2041: 81.7974
Hines CC 1 | Gas/Oil:Combined Cycle | DEF | DEF | 1166.8891 | 1161.2973 | 1180.4636 | 901.6635 | 943.9529 | 822.1885 | 822.2422 | 645.7095 | 448.2943 | 367.4853 | 426.9142 | 500.319 | 653.6096 | 615.2222 | 863.0961 | 594.4672 | 151.3303
Hines CC 2 | Gas/Oil:Combined Cycle | DEF | DEF | 1197.7755 | 1269.823 | 1278.3397 | 1373.1764 | 1232.8739 | 1290.4882 | 1082.4368 | 1119.691 | 983.712 | 833.5634 | 759.0281 | 894.496 | 994.6338 | 927.8114 | 1061.6927 | 917.7271 | 788.9169 | 848.7885 | 747.8005
Hines CC 3 | Gas/Oil:Combined Cycle | DEF | DEF | 1268.8532 | 1260.1544 | 1191.0695 | 1215.3778 | 1416.207 | 1314.1891 | 1329.7034 | 1122.6355 | 1244.4519 | 1097.3271 | 1163.7565 | 1084.785 | 1188.6944 | 1121.629 | 1307.6173 | 1050.6943 | 1062.7706 | 957.141 | 983.7805
Hines CC 4 | Gas/Oil:Combined Cycle | DEF | DEF | 1141.0263 | 1288.9074 | 986.1091 | 1113.2404 | 1021.2907 | 1260.6965 | 1155.86 | 1194.2132 | 973.2459 | 1124.8138 | 1067.4406 | 1081.1066 | 1001.7736 | 1151.8352 | 1108.809 | 1105.749 | 1050.8473 | 1043.2657 | 896.0294
INT CITY 1 | Gas/Oil:Combustion Turbine | DEF | DEF | 2024: 0.084798; 2025: 0.04369; 2026: 0.09969; 2027: 0.1945; 2028: 0.31292; 2029: 1.1982; 2030: 0.48856; 2031: 0.39259; 2032: 0.16698; 2033: 0.496; 2034: 0.1596
INT CITY 10 | Gas/Oil:Combustion Turbine | DEF | DEF | 4.0083 | 8.5419 | 7.7048 | 4.7332 | 3.8649 | 5.0229 | 7.9226 | 7.1055 | 5.1317 | 3.3313 | 4.21 | 6.2861 | 8.923 | 11.0242 | 18.8005 | 3.6779
INT CITY 11 | Gas/Oil:Combustion Turbine | DEF | DEF | 0.24382 | 0.46635 | 0.91494 | 1.2021 | 0.41307 | 1.8602 | 4.1899 | 2.8791 | 0.85836 | 0.78826 | 2.2703 | 0.93124 | 2.3162 | 3.0095 | 6.3751 | 4.2389 | 0.52493 | 0.45228 | 0.3589
INT CITY 12 | Gas/Oil:Combustion Turbine | DEF | DEF | 5.1149 | 5.083 | 5.4954 | 3.7057 | 2.7785 | 3.8451 | 7.5613 | 5.5406 | 3.8107 | 1.6276 | 3.053 | 6.5618 | 5.9037 | 12.4257 | 17.2549 | 15.2922 | 2.2689 | 1.4865 | 3.1102
INT CITY 13 | Gas/Oil:Combustion Turbine | DEF | DEF | 7.7582 | 8.5388 | 7.7903 | 6.9344 | 7.1697 | 6.7895 | 9.5733 | 4.9431 | 4.4324 | 4.715 | 5.0877 | 7.8045 | 9.5671 | 14.5017 | 23.3943 | 20.5544 | 5.1643 | 4.8756 | 3.8181
INT CITY 14 | Gas/Oil:Combustion Turbine | DEF | DEF | 10.0863 | 10.1139 | 10.7776 | 10.3018 | 5.0119 | 9.2415 | 7.9626 | 8.1716 | 4.5643 | 3.9854 | 4.6472 | 9.5159 | 9.1411 | 16.2946 | 29.066 | 22.1868 | 5.733 | 5.6776 | 7.553
INT CITY 2 | Gas/Oil:Combustion Turbine | DEF | DEF | 2028: 0.17574; 2029: 0.35883; 2030: 0.73162; 2031: 0.20202; 2032: 0.084322; 2033: 0.37219
INT CITY 3 | Gas/Oil:Combustion Turbine | DEF | DEF | 2024: 0.085983; 2025: 0.042992; 2026: 0.12511; 2027: 0.14801; 2028: 0.34452; 2029: 0.93985; 2030: 0.80392; 2031: 0.32398; 2032: 0.095647; 2033: 0.45919; 2034: 0.084048
INT CITY 4 | Gas/Oil:Combustion Turbine | DEF | DEF | 2024: 0.088329; 2025: 0.13064; 2026: 0.2681; 2027: 0.19948; 2028: 0.36441; 2029: 1.1931; 2030: 0.89285; 2031: 0.38357; 2032: 0.19106; 2033: 0.55985; 2034: 0.10294
INT CITY 5 | Gas/Oil:Combustion Turbine | DEF | DEF | 2026: 0.12591; 2028: 0.23503; 2029: 0.78916; 2030: 0.6969; 2031: 0.23471; 2032: 0.048284; 2033: 0.4038
INT CITY 6 | Gas/Oil:Combustion Turbine | DEF | DEF | 2024: 0.24561; 2025: 0.084936; 2026: 0.34717; 2027: 0.22677; 2028: 0.042468; 2029: 1.483; 2030: 1.1054; 2031: 0.37506; 2032: 0.13687; 2033: 0.5965; 2034: 0.12388
INT CITY 7 | Gas/Oil:Combustion Turbine | DEF | DEF | 16.1329 | 22.6993 | 19.8731 | 15.8825 | 11.5246 | 13.1619 | 13.223 | 13.6997 | 11.9961 | 10.2459 | 8.9602 | 14.6541 | 17.603 | 21.9603 | 28.751 | 10.8818
INT CITY 8 | Gas/Oil:Combustion Turbine | DEF | DEF | 11.5564 | 15.6462 | 15.1174 | 11.0155 | 8.0968 | 10.4532 | 11.9843 | 11.8625 | 8.5307 | 8.2311 | 7.2277 | 14.8974 | 13.4856 | 17.1639 | 22.8431 | 6.7669
INT CITY 9 | Gas/Oil:Combustion Turbine | DEF | DEF | 9.0021 | 17.234 | 14.3182 | 10.8323 | 7.3554 | 10.575 | 13.1785 | 10.5436 | 8.3617 | 6.5211 | 6.2535 | 14.2462 | 14.582 | 17.5081 | 22.4949 | 7.5897
Mulberry | Gas/Oil:Combined Cycle | DEF | DEF | 2023: 214.1817; 2024: 136.9915
NSG Vand CT 1 | Gas/Oil:Combustion Turbine | DEF | DEF | 2023: 83.93; 2024: 95.5541; 2025: 57.8233; 2026: 28.6897; 2027: 12.3627
NSG Vand CT 2 | Gas/Oil:Combustion Turbine | DEF | DEF | 2023: 89.5767; 2024: 105.7132; 2025: 63.9375; 2026: 30.5257; 2027: 12.9798
NSG Vand CT 3 | Gas/Oil:Combustion Turbine | DEF | DEF | 2023: 103.7356; 2024: 108.1841; 2025: 64.6834; 2026: 54.1735; 2027: 13.9225
NSG Vand CT 4 | Gas/Oil:Combustion Turbine | DEF | DEF | 2023: 111.4649; 2024: 133.5838; 2025: 86.8195; 2026: 65.2621; 2027: 13.9683
Orange Cogen | Gas/Oil:Combined Cycle | DEF | DEF | 2023: 205.2441; 2024: 205.8407; 2025: 205.2441
Orlando Cogen | Gas/Oil:Combined Cycle | DEF | DEF | 2023: 373.1563
Osprey 1 0 | Gas/Oil:Combined Cycle | DEF | DEF | 2023: 623.8871; 2024: 605.9565
Osprey 1 1 | Gas/Oil:Combined Cycle | DEF | DEF | 2023: 295.6185; 2024: 346.6421
Osprey 1 2 | Gas/Oil:Combined Cycle | DEF | DEF | 2023: 24.0861; 2024: 27.1768
OspreyAcq | Gas/Oil:Combined Cycle | DEF | DEF |  | 276.0467 | 1664.694 | 1600.7151 | 1499.6829 | 1607.1205 | 1427.0861 | 1402.2977 | 1347.4344 | 1239.8873 | 1257.2664 | 1181.9926 | 1192.8549 | 1204.847 | 1337.5638 | 1109.4789 | 1188.7254 | 1091.7638 | 965.1773
OspreyAcqDF | Gas/Oil:Combined Cycle | DEF | DEF |  | 1.693 | 44.0131 | 49.4874 | 38.7473 | 40.5282 | 39.095 | 37.8319 | 26.3938 | 24.3896 | 24.1659 | 35.6609 | 42.597 | 44.6103 | 49.5188 | 39.1884 | 45.8146 | 40.7048 | 38.8643
Pasco County | Renewable:Biomass | DEF | DEF | 139.7552 | 140.2119 | 138.8418 | 66.6806 | 66.6806 | 66.6806 | 66.6806 | 66.6806 | 66.6806 | 66.6806 | 66.6806 | 66.6806 | 66.6806 | 67.1373 | 66.6806 | 66.6806 | 66.6806 | 66.6806 | 66.6806
Pinellas County | Renewable:Biomass | DEF | DEF | 292.4524 | 298.9756 | 296.8012 | 158.7288 | 158.7288 | 158.7288 | 158.7288 | 158.7288 | 158.7288 | 159.816 | 158.7288 | 158.7288 | 158.7288 | 159.816 | 158.7288 | 158.7288 | 158.7288 | 158.7288 | 158.7288
Shady Hills 1 | Gas/Oil:Combustion Turbine | DEF | DEF | 2023: 28.7174; 2024: 2.1546
Shady Hills 2 | Gas/Oil:Combustion Turbine | DEF | DEF | 2023: 25.4266; 2024: 2.4702
Shady Hills 3 | Gas/Oil:Combustion Turbine | DEF | DEF | 2023: 27.5313; 2024: 0.77379
SUWANNEE_P 1 | Gas/Oil:Combustion Turbine | DEF | DEF | 6.3461 | 10.0195 | 9.024 | 9.2 | 6.0151 | 7.3299 | 8.4131 | 10.3411 | 8.388 | 7.1072 | 7.6045 | 3.4497
SUWANNEE_P 2 | Gas/Oil:Combustion Turbine | DEF | DEF | 5.3791 | 7.2714 | 6.0067 | 8.3151 | 4.6098 | 7.464 | 7.7951 | 8.963 | 7.2553 | 7.0258 | 6.6386 | 3.0328
SUWANNEE_P 3 | Gas/Oil:Combustion Turbine | DEF | DEF | 9.4875 | 12.9073 | 11.9728 | 13.0027 | 8.9829 | 11.2477 | 11.245 | 11.7068 | 9.3347 | 9.4076 | 9.1061 | 4.0902
Tigerbay 1 | Gas/Oil:Combined Cycle | DEF | DEF | 517.3221 | 468.7966 | 434.8353 | 508.1818 | 442.0948 | 482.7827 | 395.1368 | 326.6078 | 264.7196 | 245.3758 | 184.8253 | 268.1982 | 32.1388
U OF FL 1 | Gas/Oil:Combustion Turbine | DEF | DEF | 2023: 175.7642; 2024: 176.4001; 2025: 174.6718; 2026: 173.8677; 2027: 145.9309
Total |  |  |  | 18309.7515 | 18809.9719 | 17900.5761 | 17446.4131 | 17116.384 | 17406.3596 | 17011.3942 | 17259.4214 | 17402.5383 | 16849.5099 | 16632.8781 | 14547.2557 | 13232.3049 | 13446.3609 | 13829.4814 | 12811.4429 | 12429.5531 | 11477.6037 | 11083.701
Group Totals
Resource | Type | BA | Area | 2023 | 2024 | 2025 | 2026 | 2027 | 2028 | 2029 | 2030 | 2031 | 2032 | 2033 | 2034 | 2035 | 2036 | 2037 | 2038 | 2039 | 2040 | 2041
Total | Coal:Conventional | DEF | DEF | 1430.0494 | 1813.1122 | 1862.1285 | 1619.964 | 1675.4978 | 2466.2255 | 2313.8313 | 3191.9243 | 4413.2575 | 4102.634 | 4123.2519 | 1540.0042
Total | Gas/Oil:Combined Cycle | DEF | DEF | 14479.6985 | 14497.4803 | 14348.7261 | 14170.056 | 13988.6107 | 13665.2626 | 13603.7145 | 13055.287 | 12118.7452 | 11898.9554 | 11702.603 | 12044.0093 | 12128.1775 | 12165.3726 | 12321.2828 | 11735.573 | 11254.3542 | 10468.3795 | 10216.9611
Total | Gas/Oil:Combustion Turbine | DEF | DEF | 774.758 | 794.6865 | 609.6586 | 495.4717 | 298.7205 | 133.389 | 155.9021 | 146.9318 | 108.3819 | 97.5458 | 97.5521 | 131.0264 | 145.0555 | 299.9668 | 364.8128 | 223.5793 | 388.9491 | 420.1855 | 301.7914
Total | Gas/Oil:Steam Turbine | DEF | DEF | 1095.3364 | 1167.8038 | 546.7183 | 837.8104 | 830.444 | 817.7023 | 614.8353 | 542.1674 | 439.0427 | 425.5073 | 386.36 | 509.1047 | 635.9609 | 655.6974 | 820.2748 | 529.1796 | 463.1387 | 265.9277 | 241.8375
Total | Renewable:Biomass | DEF | DEF | 529.9092 | 536.8891 | 533.3445 | 323.111 | 323.111 | 323.7802 | 323.111 | 323.111 | 323.111 | 324.8674 | 323.111 | 323.111 | 323.111 | 325.3241 | 323.111 | 323.111 | 323.111 | 323.111 | 323.111

## CO2 Cost
CO2 Cost ($000)
Base Case
Resource | Type | BA | Area | 2023 | 2024 | 2025 | 2026 | 2027 | 2028 | 2029 | 2030 | 2031 | 2032 | 2033 | 2034 | 2035 | 2036 | 2037 | 2038 | 2039 | 2040 | 2041
Anclote 1 | Gas/Oil:Steam Turbine | DEF | DEF
Anclote 2 | Gas/Oil:Steam Turbine | DEF | DEF
As Avail PCS | Renewable:Biomass | DEF | DEF
Bartow CC 1 0 | Gas/Oil:Combined Cycle | DEF | DEF
Bartow CC 1 PAG | Gas/Oil:Combined Cycle | DEF | DEF
BARTOW_P 1 | Gas/Oil:Combustion Turbine | DEF | DEF
BARTOW_P 2 | Gas/Oil:Combustion Turbine | DEF | DEF
BARTOW_P 3 | Gas/Oil:Combustion Turbine | DEF | DEF
BARTOW_P 4 | Gas/Oil:Combustion Turbine | DEF | DEF
BAYBORO_P 1 | Gas/Oil:Combustion Turbine | DEF | DEF
BAYBORO_P 2 | Gas/Oil:Combustion Turbine | DEF | DEF
BAYBORO_P 4 | Gas/Oil:Combustion Turbine | DEF | DEF
Citrus CC 1 | Gas/Oil:Combined Cycle | DEF | DEF
Citrus CC 1 Duct | Gas/Oil:Combined Cycle | DEF | DEF
Citrus CC 2 | Gas/Oil:Combined Cycle | DEF | DEF
Citrus CC 2 Duct | Gas/Oil:Combined Cycle | DEF | DEF
Crystal 4 | Coal:Conventional | DEF | DEF
Crystal 5 | Coal:Conventional | DEF | DEF
DEBARY 10 | Gas/Oil:Combustion Turbine | DEF | DEF
DEBARY 2 | Gas/Oil:Combustion Turbine | DEF | DEF
DEBARY 3 | Gas/Oil:Combustion Turbine | DEF | DEF
DEBARY 4 | Gas/Oil:Combustion Turbine | DEF | DEF
DEBARY 5 | Gas/Oil:Combustion Turbine | DEF | DEF
DEBARY 6 | Gas/Oil:Combustion Turbine | DEF | DEF
DEBARY 7 | Gas/Oil:Combustion Turbine | DEF | DEF
DEBARY 8 | Gas/Oil:Combustion Turbine | DEF | DEF
DEBARY 9 | Gas/Oil:Combustion Turbine | DEF | DEF
Gen 190MW CT | Gas/Oil:Combustion Turbine | DEF | DEF
Gen 190MW CT Ave | Gas/Oil:Combustion Turbine | DEF | DEF
Hines CC 1 | Gas/Oil:Combined Cycle | DEF | DEF
Hines CC 2 | Gas/Oil:Combined Cycle | DEF | DEF
Hines CC 3 | Gas/Oil:Combined Cycle | DEF | DEF
Hines CC 4 | Gas/Oil:Combined Cycle | DEF | DEF
INT CITY 1 | Gas/Oil:Combustion Turbine | DEF | DEF
INT CITY 10 | Gas/Oil:Combustion Turbine | DEF | DEF
INT CITY 11 | Gas/Oil:Combustion Turbine | DEF | DEF
INT CITY 12 | Gas/Oil:Combustion Turbine | DEF | DEF
INT CITY 13 | Gas/Oil:Combustion Turbine | DEF | DEF
INT CITY 14 | Gas/Oil:Combustion Turbine | DEF | DEF
INT CITY 2 | Gas/Oil:Combustion Turbine | DEF | DEF
INT CITY 3 | Gas/Oil:Combustion Turbine | DEF | DEF
INT CITY 4 | Gas/Oil:Combustion Turbine | DEF | DEF
INT CITY 5 | Gas/Oil:Combustion Turbine | DEF | DEF
INT CITY 6 | Gas/Oil:Combustion Turbine | DEF | DEF
INT CITY 7 | Gas/Oil:Combustion Turbine | DEF | DEF
INT CITY 8 | Gas/Oil:Combustion Turbine | DEF | DEF
INT CITY 9 | Gas/Oil:Combustion Turbine | DEF | DEF
Mulberry | Gas/Oil:Combined Cycle | DEF | DEF
NSG Vand CT 1 | Gas/Oil:Combustion Turbine | DEF | DEF
NSG Vand CT 2 | Gas/Oil:Combustion Turbine | DEF | DEF
NSG Vand CT 3 | Gas/Oil:Combustion Turbine | DEF | DEF
NSG Vand CT 4 | Gas/Oil:Combustion Turbine | DEF | DEF
Orange Cogen | Gas/Oil:Combined Cycle | DEF | DEF
Orlando Cogen | Gas/Oil:Combined Cycle | DEF | DEF
Osprey 1 0 | Gas/Oil:Combined Cycle | DEF | DEF
Osprey 1 1 | Gas/Oil:Combined Cycle | DEF | DEF
Osprey 1 2 | Gas/Oil:Combined Cycle | DEF | DEF
OspreyAcq | Gas/Oil:Combined Cycle | DEF | DEF
OspreyAcqDF | Gas/Oil:Combined Cycle | DEF | DEF
Pasco County | Renewable:Biomass | DEF | DEF
Pinellas County | Renewable:Biomass | DEF | DEF
Shady Hills 1 | Gas/Oil:Combustion Turbine | DEF | DEF
Shady Hills 2 | Gas/Oil:Combustion Turbine | DEF | DEF
Shady Hills 3 | Gas/Oil:Combustion Turbine | DEF | DEF
SUWANNEE_P 1 | Gas/Oil:Combustion Turbine | DEF | DEF
SUWANNEE_P 2 | Gas/Oil:Combustion Turbine | DEF | DEF
SUWANNEE_P 3 | Gas/Oil:Combustion Turbine | DEF | DEF
Tigerbay 1 | Gas/Oil:Combined Cycle | DEF | DEF
U OF FL 1 | Gas/Oil:Combustion Turbine | DEF | DEF
Total |  |  |  | 0 | 0 | 0 | 0 | 0 | 0 | 0 | 0 | 0 | 0 | 0 | 0 | 0 | 0 | 0 | 0 | 0 | 0 | 0
Group Totals
Resource | Type | BA | Area | 2023 | 2024 | 2025 | 2026 | 2027 | 2028 | 2029 | 2030 | 2031 | 2032 | 2033 | 2034 | 2035 | 2036 | 2037 | 2038 | 2039 | 2040 | 2041
Total | Coal:Conventional | DEF | DEF
Total | Gas/Oil:Combined Cycle | DEF | DEF
Total | Gas/Oil:Combustion Turbine | DEF | DEF
Total | Gas/Oil:Steam Turbine | DEF | DEF
Total | Renewable:Biomass | DEF | DEF
Battery Case
Resource | Type | BA | Area | 2023 | 2024 | 2025 | 2026 | 2027 | 2028 | 2029 | 2030 | 2031 | 2032 | 2033 | 2034 | 2035 | 2036 | 2037 | 2038 | 2039 | 2040 | 2041
Anclote 1 | Gas/Oil:Steam Turbine | DEF | DEF
Anclote 2 | Gas/Oil:Steam Turbine | DEF | DEF
As Avail PCS | Renewable:Biomass | DEF | DEF
Bartow CC 1 0 | Gas/Oil:Combined Cycle | DEF | DEF
Bartow CC 1 PAG | Gas/Oil:Combined Cycle | DEF | DEF
BARTOW_P 1 | Gas/Oil:Combustion Turbine | DEF | DEF
BARTOW_P 2 | Gas/Oil:Combustion Turbine | DEF | DEF
BARTOW_P 3 | Gas/Oil:Combustion Turbine | DEF | DEF
BARTOW_P 4 | Gas/Oil:Combustion Turbine | DEF | DEF
BAYBORO_P 1 | Gas/Oil:Combustion Turbine | DEF | DEF
BAYBORO_P 2 | Gas/Oil:Combustion Turbine | DEF | DEF
BAYBORO_P 4 | Gas/Oil:Combustion Turbine | DEF | DEF
Citrus CC 1 | Gas/Oil:Combined Cycle | DEF | DEF
Citrus CC 1 Duct | Gas/Oil:Combined Cycle | DEF | DEF
Citrus CC 2 | Gas/Oil:Combined Cycle | DEF | DEF
Citrus CC 2 Duct | Gas/Oil:Combined Cycle | DEF | DEF
Crystal 4 | Coal:Conventional | DEF | DEF
Crystal 5 | Coal:Conventional | DEF | DEF
DEBARY 10 | Gas/Oil:Combustion Turbine | DEF | DEF
DEBARY 2 | Gas/Oil:Combustion Turbine | DEF | DEF
DEBARY 3 | Gas/Oil:Combustion Turbine | DEF | DEF
DEBARY 4 | Gas/Oil:Combustion Turbine | DEF | DEF
DEBARY 5 | Gas/Oil:Combustion Turbine | DEF | DEF
DEBARY 6 | Gas/Oil:Combustion Turbine | DEF | DEF
DEBARY 7 | Gas/Oil:Combustion Turbine | DEF | DEF
DEBARY 8 | Gas/Oil:Combustion Turbine | DEF | DEF
DEBARY 9 | Gas/Oil:Combustion Turbine | DEF | DEF
Gen 190MW CT | Gas/Oil:Combustion Turbine | DEF | DEF
Gen 190MW CT Ave | Gas/Oil:Combustion Turbine | DEF | DEF
Hines CC 1 | Gas/Oil:Combined Cycle | DEF | DEF
Hines CC 2 | Gas/Oil:Combined Cycle | DEF | DEF
Hines CC 3 | Gas/Oil:Combined Cycle | DEF | DEF
Hines CC 4 | Gas/Oil:Combined Cycle | DEF | DEF
INT CITY 1 | Gas/Oil:Combustion Turbine | DEF | DEF
INT CITY 10 | Gas/Oil:Combustion Turbine | DEF | DEF
INT CITY 11 | Gas/Oil:Combustion Turbine | DEF | DEF
INT CITY 12 | Gas/Oil:Combustion Turbine | DEF | DEF
INT CITY 13 | Gas/Oil:Combustion Turbine | DEF | DEF
INT CITY 14 | Gas/Oil:Combustion Turbine | DEF | DEF
INT CITY 2 | Gas/Oil:Combustion Turbine | DEF | DEF
INT CITY 3 | Gas/Oil:Combustion Turbine | DEF | DEF
INT CITY 4 | Gas/Oil:Combustion Turbine | DEF | DEF
INT CITY 5 | Gas/Oil:Combustion Turbine | DEF | DEF
INT CITY 6 | Gas/Oil:Combustion Turbine | DEF | DEF
INT CITY 7 | Gas/Oil:Combustion Turbine | DEF | DEF
INT CITY 8 | Gas/Oil:Combustion Turbine | DEF | DEF
INT CITY 9 | Gas/Oil:Combustion Turbine | DEF | DEF
Mulberry | Gas/Oil:Combined Cycle | DEF | DEF
NSG Vand CT 1 | Gas/Oil:Combustion Turbine | DEF | DEF
NSG Vand CT 2 | Gas/Oil:Combustion Turbine | DEF | DEF
NSG Vand CT 3 | Gas/Oil:Combustion Turbine | DEF | DEF
NSG Vand CT 4 | Gas/Oil:Combustion Turbine | DEF | DEF
Orange Cogen | Gas/Oil:Combined Cycle | DEF | DEF
Orlando Cogen | Gas/Oil:Combined Cycle | DEF | DEF
Osprey 1 0 | Gas/Oil:Combined Cycle | DEF | DEF
Osprey 1 1 | Gas/Oil:Combined Cycle | DEF | DEF
Osprey 1 2 | Gas/Oil:Combined Cycle | DEF | DEF
OspreyAcq | Gas/Oil:Combined Cycle | DEF | DEF
OspreyAcqDF | Gas/Oil:Combined Cycle | DEF | DEF
Pasco County | Renewable:Biomass | DEF | DEF
Pinellas County | Renewable:Biomass | DEF | DEF
Shady Hills 1 | Gas/Oil:Combustion Turbine | DEF | DEF
Shady Hills 2 | Gas/Oil:Combustion Turbine | DEF | DEF
Shady Hills 3 | Gas/Oil:Combustion Turbine | DEF | DEF
SUWANNEE_P 1 | Gas/Oil:Combustion Turbine | DEF | DEF
SUWANNEE_P 2 | Gas/Oil:Combustion Turbine | DEF | DEF
SUWANNEE_P 3 | Gas/Oil:Combustion Turbine | DEF | DEF
Tigerbay 1 | Gas/Oil:Combined Cycle | DEF | DEF
U OF FL 1 | Gas/Oil:Combustion Turbine | DEF | DEF
Total |  |  |  | 0 | 0 | 0 | 0 | 0 | 0 | 0 | 0 | 0 | 0 | 0 | 0 | 0 | 0 | 0 | 0 | 0 | 0 | 0
Group Totals
Resource | Type | BA | Area | 2023 | 2024 | 2025 | 2026 | 2027 | 2028 | 2029 | 2030 | 2031 | 2032 | 2033 | 2034 | 2035 | 2036 | 2037 | 2038 | 2039 | 2040 | 2041
Total | Coal:Conventional | DEF | DEF
Total | Gas/Oil:Combined Cycle | DEF | DEF
Total | Gas/Oil:Combustion Turbine | DEF | DEF
Total | Gas/Oil:Steam Turbine | DEF | DEF
Total | Renewable:Biomass | DEF | DEF

## CO2 Allow
CO2 Allowance Cost ($/Ton)
Base Case
Resource | Type | BA | Area | 2023 | 2024 | 2025 | 2026 | 2027 | 2028 | 2029 | 2030 | 2031 | 2032 | 2033 | 2034 | 2035 | 2036 | 2037 | 2038 | 2039 | 2040 | 2041
Anclote 1 | Gas/Oil:Steam Turbine | DEF | DEF
Anclote 2 | Gas/Oil:Steam Turbine | DEF | DEF
As Avail PCS | Renewable:Biomass | DEF | DEF
Bartow CC 1 0 | Gas/Oil:Combined Cycle | DEF | DEF
Bartow CC 1 PAG | Gas/Oil:Combined Cycle | DEF | DEF
BARTOW_P 1 | Gas/Oil:Combustion Turbine | DEF | DEF
BARTOW_P 2 | Gas/Oil:Combustion Turbine | DEF | DEF
BARTOW_P 3 | Gas/Oil:Combustion Turbine | DEF | DEF
BARTOW_P 4 | Gas/Oil:Combustion Turbine | DEF | DEF
BAYBORO_P 1 | Gas/Oil:Combustion Turbine | DEF | DEF
BAYBORO_P 2 | Gas/Oil:Combustion Turbine | DEF | DEF
BAYBORO_P 4 | Gas/Oil:Combustion Turbine | DEF | DEF
Citrus CC 1 | Gas/Oil:Combined Cycle | DEF | DEF
Citrus CC 1 Duct | Gas/Oil:Combined Cycle | DEF | DEF
Citrus CC 2 | Gas/Oil:Combined Cycle | DEF | DEF
Citrus CC 2 Duct | Gas/Oil:Combined Cycle | DEF | DEF
Crystal 4 | Coal:Conventional | DEF | DEF
Crystal 5 | Coal:Conventional | DEF | DEF
DEBARY 10 | Gas/Oil:Combustion Turbine | DEF | DEF
DEBARY 2 | Gas/Oil:Combustion Turbine | DEF | DEF
DEBARY 3 | Gas/Oil:Combustion Turbine | DEF | DEF
DEBARY 4 | Gas/Oil:Combustion Turbine | DEF | DEF
DEBARY 5 | Gas/Oil:Combustion Turbine | DEF | DEF
DEBARY 6 | Gas/Oil:Combustion Turbine | DEF | DEF
DEBARY 7 | Gas/Oil:Combustion Turbine | DEF | DEF
DEBARY 8 | Gas/Oil:Combustion Turbine | DEF | DEF
DEBARY 9 | Gas/Oil:Combustion Turbine | DEF | DEF
Gen 190MW CT | Gas/Oil:Combustion Turbine | DEF | DEF
Gen 190MW CT Ave | Gas/Oil:Combustion Turbine | DEF | DEF
Hines CC 1 | Gas/Oil:Combined Cycle | DEF | DEF
Hines CC 2 | Gas/Oil:Combined Cycle | DEF | DEF
Hines CC 3 | Gas/Oil:Combined Cycle | DEF | DEF
Hines CC 4 | Gas/Oil:Combined Cycle | DEF | DEF
INT CITY 1 | Gas/Oil:Combustion Turbine | DEF | DEF
INT CITY 10 | Gas/Oil:Combustion Turbine | DEF | DEF
INT CITY 11 | Gas/Oil:Combustion Turbine | DEF | DEF
INT CITY 12 | Gas/Oil:Combustion Turbine | DEF | DEF
INT CITY 13 | Gas/Oil:Combustion Turbine | DEF | DEF
INT CITY 14 | Gas/Oil:Combustion Turbine | DEF | DEF
INT CITY 2 | Gas/Oil:Combustion Turbine | DEF | DEF
INT CITY 3 | Gas/Oil:Combustion Turbine | DEF | DEF
INT CITY 4 | Gas/Oil:Combustion Turbine | DEF | DEF
INT CITY 5 | Gas/Oil:Combustion Turbine | DEF | DEF
INT CITY 6 | Gas/Oil:Combustion Turbine | DEF | DEF
INT CITY 7 | Gas/Oil:Combustion Turbine | DEF | DEF
INT CITY 8 | Gas/Oil:Combustion Turbine | DEF | DEF
INT CITY 9 | Gas/Oil:Combustion Turbine | DEF | DEF
Mulberry | Gas/Oil:Combined Cycle | DEF | DEF
NSG Vand CT 1 | Gas/Oil:Combustion Turbine | DEF | DEF
NSG Vand CT 2 | Gas/Oil:Combustion Turbine | DEF | DEF
NSG Vand CT 3 | Gas/Oil:Combustion Turbine | DEF | DEF
NSG Vand CT 4 | Gas/Oil:Combustion Turbine | DEF | DEF
Orange Cogen | Gas/Oil:Combined Cycle | DEF | DEF
Orlando Cogen | Gas/Oil:Combined Cycle | DEF | DEF
Osprey 1 0 | Gas/Oil:Combined Cycle | DEF | DEF
Osprey 1 1 | Gas/Oil:Combined Cycle | DEF | DEF
Osprey 1 2 | Gas/Oil:Combined Cycle | DEF | DEF
OspreyAcq | Gas/Oil:Combined Cycle | DEF | DEF
OspreyAcqDF | Gas/Oil:Combined Cycle | DEF | DEF
Pasco County | Renewable:Biomass | DEF | DEF
Pinellas County | Renewable:Biomass | DEF | DEF
Shady Hills 1 | Gas/Oil:Combustion Turbine | DEF | DEF
Shady Hills 2 | Gas/Oil:Combustion Turbine | DEF | DEF
Shady Hills 3 | Gas/Oil:Combustion Turbine | DEF | DEF
SUWANNEE_P 1 | Gas/Oil:Combustion Turbine | DEF | DEF
SUWANNEE_P 2 | Gas/Oil:Combustion Turbine | DEF | DEF
SUWANNEE_P 3 | Gas/Oil:Combustion Turbine | DEF | DEF
Tigerbay 1 | Gas/Oil:Combined Cycle | DEF | DEF
U OF FL 1 | Gas/Oil:Combustion Turbine | DEF | DEF
Group Totals
Resource | Type | BA | Area | 2023 | 2024 | 2025 | 2026 | 2027 | 2028 | 2029 | 2030 | 2031 | 2032 | 2033 | 2034 | 2035 | 2036 | 2037 | 2038 | 2039 | 2040 | 2041
Total | Coal:Conventional | DEF | DEF | 0 | 0 | 0 | 0 | 0 | 0 | 0 | 0 | 0 | 0 | 0 | 0
Total | Gas/Oil:Combined Cycle | DEF | DEF | 0 | 0 | 0 | 0 | 0 | 0 | 0 | 0 | 0 | 0 | 0 | 0 | 0 | 0 | 0 | 0 | 0 | 0 | 0
Total | Gas/Oil:Combustion Turbine | DEF | DEF | 0 | 0 | 0 | 0 | 0 | 0 | 0 | 0 | 0 | 0 | 0 | 0 | 0 | 0 | 0 | 0 | 0 | 0 | 0
Total | Gas/Oil:Steam Turbine | DEF | DEF | 0 | 0 | 0 | 0 | 0 | 0 | 0 | 0 | 0 | 0 | 0 | 0 | 0 | 0 | 0 | 0 | 0 | 0 | 0
Total | Renewable:Biomass | DEF | DEF | 0 | 0 | 0 | 0 | 0 | 0 | 0 | 0 | 0 | 0 | 0 | 0 | 0 | 0 | 0 | 0 | 0 | 0 | 0
Battery Case
Resource | Type | BA | Area | 2023 | 2024 | 2025 | 2026 | 2027 | 2028 | 2029 | 2030 | 2031 | 2032 | 2033 | 2034 | 2035 | 2036 | 2037 | 2038 | 2039 | 2040 | 2041
Anclote 1 | Gas/Oil:Steam Turbine | DEF | DEF
Anclote 2 | Gas/Oil:Steam Turbine | DEF | DEF
As Avail PCS | Renewable:Biomass | DEF | DEF
Bartow CC 1 0 | Gas/Oil:Combined Cycle | DEF | DEF
Bartow CC 1 PAG | Gas/Oil:Combined Cycle | DEF | DEF
BARTOW_P 1 | Gas/Oil:Combustion Turbine | DEF | DEF
BARTOW_P 2 | Gas/Oil:Combustion Turbine | DEF | DEF
BARTOW_P 3 | Gas/Oil:Combustion Turbine | DEF | DEF
BARTOW_P 4 | Gas/Oil:Combustion Turbine | DEF | DEF
BAYBORO_P 1 | Gas/Oil:Combustion Turbine | DEF | DEF
BAYBORO_P 2 | Gas/Oil:Combustion Turbine | DEF | DEF
BAYBORO_P 4 | Gas/Oil:Combustion Turbine | DEF | DEF
Citrus CC 1 | Gas/Oil:Combined Cycle | DEF | DEF
Citrus CC 1 Duct | Gas/Oil:Combined Cycle | DEF | DEF
Citrus CC 2 | Gas/Oil:Combined Cycle | DEF | DEF
Citrus CC 2 Duct | Gas/Oil:Combined Cycle | DEF | DEF
Crystal 4 | Coal:Conventional | DEF | DEF
Crystal 5 | Coal:Conventional | DEF | DEF
DEBARY 10 | Gas/Oil:Combustion Turbine | DEF | DEF
DEBARY 2 | Gas/Oil:Combustion Turbine | DEF | DEF
DEBARY 3 | Gas/Oil:Combustion Turbine | DEF | DEF
DEBARY 4 | Gas/Oil:Combustion Turbine | DEF | DEF
DEBARY 5 | Gas/Oil:Combustion Turbine | DEF | DEF
DEBARY 6 | Gas/Oil:Combustion Turbine | DEF | DEF
DEBARY 7 | Gas/Oil:Combustion Turbine | DEF | DEF
DEBARY 8 | Gas/Oil:Combustion Turbine | DEF | DEF
DEBARY 9 | Gas/Oil:Combustion Turbine | DEF | DEF
Gen 190MW CT | Gas/Oil:Combustion Turbine | DEF | DEF
Gen 190MW CT Ave | Gas/Oil:Combustion Turbine | DEF | DEF
Hines CC 1 | Gas/Oil:Combined Cycle | DEF | DEF
Hines CC 2 | Gas/Oil:Combined Cycle | DEF | DEF
Hines CC 3 | Gas/Oil:Combined Cycle | DEF | DEF
Hines CC 4 | Gas/Oil:Combined Cycle | DEF | DEF
INT CITY 1 | Gas/Oil:Combustion Turbine | DEF | DEF
INT CITY 10 | Gas/Oil:Combustion Turbine | DEF | DEF
INT CITY 11 | Gas/Oil:Combustion Turbine | DEF | DEF
INT CITY 12 | Gas/Oil:Combustion Turbine | DEF | DEF
INT CITY 13 | Gas/Oil:Combustion Turbine | DEF | DEF
INT CITY 14 | Gas/Oil:Combustion Turbine | DEF | DEF
INT CITY 2 | Gas/Oil:Combustion Turbine | DEF | DEF
INT CITY 3 | Gas/Oil:Combustion Turbine | DEF | DEF
INT CITY 4 | Gas/Oil:Combustion Turbine | DEF | DEF
INT CITY 5 | Gas/Oil:Combustion Turbine | DEF | DEF
INT CITY 6 | Gas/Oil:Combustion Turbine | DEF | DEF
INT CITY 7 | Gas/Oil:Combustion Turbine | DEF | DEF
INT CITY 8 | Gas/Oil:Combustion Turbine | DEF | DEF
INT CITY 9 | Gas/Oil:Combustion Turbine | DEF | DEF
Mulberry | Gas/Oil:Combined Cycle | DEF | DEF
NSG Vand CT 1 | Gas/Oil:Combustion Turbine | DEF | DEF
NSG Vand CT 2 | Gas/Oil:Combustion Turbine | DEF | DEF
NSG Vand CT 3 | Gas/Oil:Combustion Turbine | DEF | DEF
NSG Vand CT 4 | Gas/Oil:Combustion Turbine | DEF | DEF
Orange Cogen | Gas/Oil:Combined Cycle | DEF | DEF
Orlando Cogen | Gas/Oil:Combined Cycle | DEF | DEF
Osprey 1 0 | Gas/Oil:Combined Cycle | DEF | DEF
Osprey 1 1 | Gas/Oil:Combined Cycle | DEF | DEF
Osprey 1 2 | Gas/Oil:Combined Cycle | DEF | DEF
OspreyAcq | Gas/Oil:Combined Cycle | DEF | DEF
OspreyAcqDF | Gas/Oil:Combined Cycle | DEF | DEF
Pasco County | Renewable:Biomass | DEF | DEF
Pinellas County | Renewable:Biomass | DEF | DEF
Shady Hills 1 | Gas/Oil:Combustion Turbine | DEF | DEF
Shady Hills 2 | Gas/Oil:Combustion Turbine | DEF | DEF
Shady Hills 3 | Gas/Oil:Combustion Turbine | DEF | DEF
SUWANNEE_P 1 | Gas/Oil:Combustion Turbine | DEF | DEF
SUWANNEE_P 2 | Gas/Oil:Combustion Turbine | DEF | DEF
SUWANNEE_P 3 | Gas/Oil:Combustion Turbine | DEF | DEF
Tigerbay 1 | Gas/Oil:Combined Cycle | DEF | DEF
U OF FL 1 | Gas/Oil:Combustion Turbine | DEF | DEF
Group Totals
Resource | Type | BA | Area | 2023 | 2024 | 2025 | 2026 | 2027 | 2028 | 2029 | 2030 | 2031 | 2032 | 2033 | 2034 | 2035 | 2036 | 2037 | 2038 | 2039 | 2040 | 2041
Total | Coal:Conventional | DEF | DEF | 0 | 0 | 0 | 0 | 0 | 0 | 0 | 0 | 0 | 0 | 0 | 0
Total | Gas/Oil:Combined Cycle | DEF | DEF | 0 | 0 | 0 | 0 | 0 | 0 | 0 | 0 | 0 | 0 | 0 | 0 | 0 | 0 | 0 | 0 | 0 | 0 | 0
Total | Gas/Oil:Combustion Turbine | DEF | DEF | 0 | 0 | 0 | 0 | 0 | 0 | 0 | 0 | 0 | 0 | 0 | 0 | 0 | 0 | 0 | 0 | 0 | 0 | 0
Total | Gas/Oil:Steam Turbine | DEF | DEF | 0 | 0 | 0 | 0 | 0 | 0 | 0 | 0 | 0 | 0 | 0 | 0 | 0 | 0 | 0 | 0 | 0 | 0 | 0
Total | Renewable:Biomass | DEF | DEF | 0 | 0 | 0 | 0 | 0 | 0 | 0 | 0 | 0 | 0 | 0 | 0 | 0 | 0 | 0 | 0 | 0 | 0 | 0

## SO2
SO2 (000 Tons)
Base Case
Resource | Type | BA | Area | 2023 | 2024 | 2025 | 2026 | 2027 | 2028 | 2029 | 2030 | 2031 | 2032 | 2033 | 2034 | 2035 | 2036 | 2037 | 2038 | 2039 | 2040 | 2041
Anclote 1 | Gas/Oil:Steam Turbine | DEF | DEF | 0.0030334 | 0.0035614 | 0.0014969 | 0.0026313 | 0.0024445 | 0.0022991 | 0.0018486 | 0.0016714 | 0.00099375 | 0.0011722 | 0.0010871 | 0.001496 | 0.0017394 | 0.0017206 | 0.0023766 | 0.0017653 | 0.0018322 | 0.00095891 | 0.00080741
Anclote 2 | Gas/Oil:Steam Turbine | DEF | DEF | 0.002575 | 0.0024453 | 0.0013152 | 0.0017534 | 0.001659 | 0.0020821 | 0.0015482 | 0.0011111 | 0.00122 | 0.00098709 | 0.00087663 | 0.0010521 | 0.0014602 | 0.0015568 | 0.001785 | 0.00094945 | 0.00039607 | 0.00037226 | 0.00032863
Bartow CC 1 0 | Gas/Oil:Combined Cycle | DEF | DEF | 0.013496 | 0.012815 | 0.013786 | 0.013601 | 0.012625 | 0.012823 | 0.013648 | 0.013615 | 0.013862 | 0.013784 | 0.013334 | 0.014009 | 0.014368 | 0.014711 | 0.013341 | 0.014491 | 0.014548 | 0.014459 | 0.01359
Bartow CC 1 PAG | Gas/Oil:Combined Cycle | DEF | DEF | 0.00044038 | 0.0004201 | 0.00030513 | 0.00032938 | 0.00029224 | 0.00029415 | 0.0002823 | 0.00020555 | 0.00016138 | 0.00016276 | 0.00014393 | 0.00023613 | 0.00028908 | 0.00027906 | 0.00030711 | 0.00027126 | 0.00029782 | 0.00024838 | 0.00024138
BARTOW_P 1 | Gas/Oil:Combustion Turbine | DEF | DEF | 2026: 0.00038027
BARTOW_P 2 | Gas/Oil:Combustion Turbine | DEF | DEF | 4.1681e-06 | 8.258e-06 | 7.6961e-06 | 7.1443e-06 | 3.1802e-06 | 8.8995e-06 | 1.5758e-05 | 1.8265e-05 | 7.178e-06 | 8.051e-06 | 8.8769e-06 | 6.4194e-06
BARTOW_P 3 | Gas/Oil:Combustion Turbine | DEF | DEF | 2026: 0.00042556
BARTOW_P 4 | Gas/Oil:Combustion Turbine | DEF | DEF | 9.1252e-06 | 1.0214e-05 | 1.9399e-05 | 2.1142e-05 | 1.1071e-05 | 1.484e-05 | 2.5502e-05 | 2.0602e-05 | 2.022e-05 | 1.7043e-05 | 1.4932e-05 | 8.4373e-06
BAYBORO_P 1 | Gas/Oil:Combustion Turbine | DEF | DEF | 2024: 0.00053173
BAYBORO_P 2 | Gas/Oil:Combustion Turbine | DEF | DEF | 2023: 0.00010023; 2024: 0.00010023; 2025: 0.00011996
BAYBORO_P 4 | Gas/Oil:Combustion Turbine | DEF | DEF | 2024: 0.00011722
Citrus CC 1 | Gas/Oil:Combined Cycle | DEF | DEF | 0.011687 | 0.011999 | 0.011146 | 0.012178 | 0.011922 | 0.010677 | 0.011408 | 0.01116 | 0.010399 | 0.010705 | 0.01058 | 0.010549 | 0.010337 | 0.010453 | 0.0098003 | 0.010159 | 0.01008 | 0.0092504 | 0.009607
Citrus CC 1 Duct | Gas/Oil:Combined Cycle | DEF | DEF | 0.00054413 | 0.00054736 | 0.00036853 | 0.00041204 | 0.00037131 | 0.00035501 | 0.00034359 | 0.0002545 | 0.00019357 | 0.00020483 | 0.00020497 | 0.0002868 | 0.00035652 | 0.0003678 | 0.00041113 | 0.00033578 | 0.00038254 | 0.00031447 | 0.0003378
Citrus CC 2 | Gas/Oil:Combined Cycle | DEF | DEF | 0.011636 | 0.011963 | 0.011875 | 0.011275 | 0.012239 | 0.010695 | 0.011651 | 0.011461 | 0.010269 | 0.010777 | 0.010617 | 0.010655 | 0.010439 | 0.010421 | 0.0098002 | 0.010062 | 0.010168 | 0.0088441 | 0.0098216
Citrus CC 2 Duct | Gas/Oil:Combined Cycle | DEF | DEF | 0.00051439 | 0.00056545 | 0.00039624 | 0.00032416 | 0.00035213 | 0.00034 | 0.0003479 | 0.00023377 | 0.0001839 | 0.00017938 | 0.00018586 | 0.00027278 | 0.0003251 | 0.00035507 | 0.00035558 | 0.00031133 | 0.00035162 | 0.00030778 | 0.00031038
Crystal 4 | Coal:Conventional | DEF | DEF | 0.69387 | 0.72197 | 0.75384 | 0.64421 | 0.77809 | 1.0799 | 1.0368 | 1.2641 | 2.0522 | 1.5009 | 1.671 | 0.71067
Crystal 5 | Coal:Conventional | DEF | DEF | 0.44885 | 0.71709 | 0.72614 | 0.63522 | 0.63557 | 0.93447 | 0.80521 | 1.2308 | 1.5665 | 1.7692 | 1.52 | 0.56486
DEBARY 10 | Gas/Oil:Combustion Turbine | DEF | DEF | 2025: 0.0004072; 2026: 0.0004462; 2028: 0.0012588; 2029: 0.0082265; 2030: 0.0043111; 2032: 0.00043736; 2033: 0.0020477; 2034: 0.0014144; 2035: 0.0036826
DEBARY 2 | Gas/Oil:Combustion Turbine | DEF | DEF | 2024: 0.00060066
DEBARY 3 | Gas/Oil:Combustion Turbine | DEF | DEF | 2025: 0.00046604; 2026: 0.0010261; 2027: 0.00019554
DEBARY 4 | Gas/Oil:Combustion Turbine | DEF | DEF | 2024: 0.00030552; 2025: 0.00056878; 2026: 0.001176; 2027: 0.00029792
DEBARY 5 | Gas/Oil:Combustion Turbine | DEF | DEF | 2024: 0.00034639; 2027: 0.00046525
DEBARY 6 | Gas/Oil:Combustion Turbine | DEF | DEF | 2023: 0.00056347; 2024: 0.00070615; 2025: 0.00010702; 2026: 0.00077951; 2027: 0.00044252
DEBARY 7 | Gas/Oil:Combustion Turbine | DEF | DEF | 5.1439e-05 | 5.1869e-05 | 7.3678e-05 | 6.2565e-05 | 5.4392e-05 | 6.1797e-05 | 7.5507e-05 | 6.5894e-05 | 4.863e-05 | 3.8664e-05 | 3.4799e-05 | 4.3829e-05 | 3.7471e-05 | 1.0571e-05
DEBARY 8 | Gas/Oil:Combustion Turbine | DEF | DEF | 6.8584e-05 | 8.9121e-05 | 8.5265e-05 | 7.2143e-05 | 4.8018e-05 | 7.0359e-05 | 7.0018e-05 | 7.0006e-05 | 5.2372e-05 | 5.4005e-05 | 4.3244e-05 | 5.6423e-05 | 4.4523e-05 | 2.0617e-05
DEBARY 9 | Gas/Oil:Combustion Turbine | DEF | DEF | 8.5949e-05 | 9.7413e-05 | 8.0812e-05 | 6.741e-05 | 6.0115e-05 | 7.3247e-05 | 6.9716e-05 | 7.3128e-05 | 5.152e-05 | 5.0848e-05 | 4.7412e-05 | 6.1396e-05 | 6.6837e-05 | 9.2878e-06
Gen 190MW CT | Gas/Oil:Combustion Turbine | DEF | DEF | 2034: 4.0526e-05; 2035: 0.00015939; 2036: 0.00088708; 2037: 0.00096254; 2038: 0.00063169; 2039: 0.0015444; 2040: 0.0015443; 2041: 0.0011159
Gen 190MW CT Ave | Gas/Oil:Combustion Turbine | DEF | DEF | 2039: 0.00040499; 2040: 0.00046991; 2041: 0.00039087
Hines CC 1 | Gas/Oil:Combined Cycle | DEF | DEF | 0.0060166 | 0.0059732 | 0.0060718 | 0.0045657 | 0.0048434 | 0.0042409 | 0.0044492 | 0.0034124 | 0.0020995 | 0.0017143 | 0.0022365 | 0.0026086 | 0.0034579 | 0.0032142 | 0.0043935 | 0.0030302 | 0.00076262
Hines CC 2 | Gas/Oil:Combined Cycle | DEF | DEF | 0.0062126 | 0.0065315 | 0.0065753 | 0.0070226 | 0.0065031 | 0.0064492 | 0.0055079 | 0.0058204 | 0.0048875 | 0.0044433 | 0.0039469 | 0.0044327 | 0.0050166 | 0.0047529 | 0.0054115 | 0.00476 | 0.0040901 | 0.0043299 | 0.0037872
Hines CC 3 | Gas/Oil:Combined Cycle | DEF | DEF | 0.006525 | 0.0064817 | 0.0061264 | 0.0063001 | 0.0072319 | 0.0067617 | 0.0067815 | 0.0057657 | 0.0065111 | 0.0054883 | 0.006069 | 0.0054858 | 0.0061531 | 0.0057843 | 0.0067516 | 0.0053725 | 0.0054441 | 0.0049173 | 0.0050067
Hines CC 4 | Gas/Oil:Combined Cycle | DEF | DEF | 0.0058715 | 0.0066296 | 0.0050721 | 0.005728 | 0.0051707 | 0.0064714 | 0.0059021 | 0.0061532 | 0.004999 | 0.0057684 | 0.0054498 | 0.0055618 | 0.0051574 | 0.0059401 | 0.0056794 | 0.0056749 | 0.0053434 | 0.0053248 | 0.0046541
INT CITY 1 | Gas/Oil:Combustion Turbine | DEF | DEF | 2024: 0.0002594; 2025: 0.00013365; 2026: 0.00030495; 2027: 0.00013365; 2028: 0.00116; 2029: 0.004916; 2030: 0.0018164; 2031: 0.00072887; 2032: 0.00035456; 2033: 0.0016541; 2034: 0.00032448
INT CITY 10 | Gas/Oil:Combustion Turbine | DEF | DEF | 2.1744e-05 | 4.3936e-05 | 3.9631e-05 | 2.1287e-05 | 2.5227e-05 | 2.9344e-05 | 4.4336e-05 | 4.0092e-05 | 2.5397e-05 | 1.7369e-05 | 2.5652e-05 | 2.9275e-05 | 3.6901e-05 | 5.5818e-05 | 0.00010191 | 1.8442e-05
INT CITY 11 | Gas/Oil:Combustion Turbine | DEF | DEF | 0.00074586 | 0.0014266 | 0.0027988 | 0.0034416 |  | 0.0041906 | 0.01537 | 0.009132 | 0.0029626 | 0.002618 | 0.0061304 | 0.0017825 | 0.0082478 | 0.0068901 | 0.017867 | 0.015983 | 0.0020399 | 0.0013836 | 0.00055712
INT CITY 12 | Gas/Oil:Combustion Turbine | DEF | DEF | 2.3603e-05 | 2.6145e-05 | 2.8266e-05 | 1.749e-05 | 1.5066e-05 | 2.1933e-05 | 3.6124e-05 | 3.0185e-05 | 1.8196e-05 | 7.5194e-06 | 1.6675e-05 | 2.844e-05 | 3.2013e-05 | 6.1155e-05 | 9.0607e-05 | 7.1897e-05 | 7.2302e-06 | 1.4449e-05 | 1.2605e-05
INT CITY 13 | Gas/Oil:Combustion Turbine | DEF | DEF | 3.9886e-05 | 4.392e-05 | 4.007e-05 | 3.1996e-05 | 3.1395e-05 | 4.1007e-05 | 4.8368e-05 | 3.5441e-05 | 1.8218e-05 | 2.3715e-05 | 2.2806e-05 | 3.2892e-05 | 4.5127e-05 | 7.7753e-05 | 0.00011104 | 9.4252e-05 | 2.2598e-05 | 1.7948e-05 | 2.2084e-05
INT CITY 14 | Gas/Oil:Combustion Turbine | DEF | DEF | 4.8448e-05 | 5.2022e-05 | 5.5435e-05 | 5.103e-05 | 3.1577e-05 | 4.3992e-05 | 4.6031e-05 | 3.7615e-05 | 2.1235e-05 | 2.0123e-05 | 2.4515e-05 | 4.9023e-05 | 4.7508e-05 | 8.4166e-05 | 0.00014399 | 0.00011155 | 3.0223e-05 | 3.683e-05 | 4.0293e-05
INT CITY 2 | Gas/Oil:Combustion Turbine | DEF | DEF | 2028: 0.00053759; 2029: 0.0016229; 2030: 0.002328; 2031: 0.00032851; 2032: 0.00012897; 2033: 0.00097804
INT CITY 3 | Gas/Oil:Combustion Turbine | DEF | DEF | 2024: 0.00026303; 2025: 0.00013151; 2026: 0.00055834; 2028: 0.001102; 2029: 0.0037861; 2030: 0.0025587; 2031: 0.00071743; 2032: 0.0005497; 2033: 0.0013692; 2034: 0.0002535
INT CITY 4 | Gas/Oil:Combustion Turbine | DEF | DEF | 2024: 0.0002702; 2025: 0.00039964; 2026: 0.00058584; 2027: 0.00013176; 2028: 0.0013823; 2029: 0.0053711; 2030: 0.0032511; 2031: 0.0010781; 2032: 0.00058445; 2033: 0.0015245; 2034: 0.00041088
INT CITY 5 | Gas/Oil:Combustion Turbine | DEF | DEF | 2026: 0.00036797; 2028: 0.00051969; 2029: 0.0034728; 2030: 0.0022919; 2031: 0.00056544; 2032: 0.0001477; 2033: 0.0010827
INT CITY 6 | Gas/Oil:Combustion Turbine | DEF | DEF | 2024: 0.00075134; 2025: 0.00025982; 2026: 0.0009321; 2027: 0.00012452; 2028: 0.00046322; 2029: 0.0059216; 2030: 0.0034126; 2031: 0.00095483; 2032: 0.00058129; 2033: 0.001787; 2034: 0.00073015
INT CITY 7 | Gas/Oil:Combustion Turbine | DEF | DEF | 8.8324e-05 | 0.00011676 | 0.00010222 | 7.7989e-05 | 7.2434e-05 | 6.7789e-05 | 6.9549e-05 | 7.2575e-05 | 5.6104e-05 | 4.7461e-05 | 4.6482e-05 | 7.9119e-05 | 8.7883e-05 | 0.00010444 | 0.0001391 | 5.0116e-05
INT CITY 8 | Gas/Oil:Combustion Turbine | DEF | DEF | 5.7879e-05 | 8.0478e-05 | 7.7758e-05 | 5.6263e-05 | 6.0516e-05 | 5.0656e-05 | 6.2507e-05 | 5.9741e-05 | 4.595e-05 | 3.738e-05 | 3.1112e-05 | 6.7192e-05 | 6.6268e-05 | 7.9329e-05 | 0.00012041 | 3.4265e-05
INT CITY 9 | Gas/Oil:Combustion Turbine | DEF | DEF | 4.7202e-05 | 8.8645e-05 | 7.3647e-05 | 5.5016e-05 | 4.6733e-05 | 5.575e-05 | 7.2471e-05 | 5.8031e-05 | 4.4027e-05 | 3.1705e-05 | 3.6011e-05 | 7.295e-05 | 6.8064e-05 | 7.3684e-05 | 0.00010887 | 3.1477e-05
NSG Vand CT 1 | Gas/Oil:Combustion Turbine | DEF | DEF | 2023: 0.0004522; 2024: 0.00049149; 2025: 0.00029742; 2026: 0.00015026; 2027: 5.5906e-05
NSG Vand CT 2 | Gas/Oil:Combustion Turbine | DEF | DEF | 2023: 0.00043479; 2024: 0.00054375; 2025: 0.00032887; 2026: 0.00016184; 2027: 5.8034e-05
NSG Vand CT 3 | Gas/Oil:Combustion Turbine | DEF | DEF | 2023: 0.00053218; 2024: 0.00055646; 2025: 0.00033271; 2026: 0.00026772; 2027: 7.1528e-05
NSG Vand CT 4 | Gas/Oil:Combustion Turbine | DEF | DEF | 2023: 0.00059044; 2024: 0.0006871; 2025: 0.00044656; 2026: 0.00034798; 2027: 6.0086e-05
Osprey 1 0 | Gas/Oil:Combined Cycle | DEF | DEF | 2023: 0.0032005; 2024: 0.0031168
Osprey 1 1 | Gas/Oil:Combined Cycle | DEF | DEF | 2023: 0.0015119; 2024: 0.001783
Osprey 1 2 | Gas/Oil:Combined Cycle | DEF | DEF | 2023: 0.00012345; 2024: 0.00013979
OspreyAcq | Gas/Oil:Combined Cycle | DEF | DEF |  | 0.0014199 | 0.0085625 | 0.0082578 | 0.0077533 | 0.0082889 | 0.0073601 | 0.0071504 | 0.0069635 | 0.0064422 | 0.0064726 | 0.0061278 | 0.0061156 | 0.0061394 | 0.006913 | 0.0057106 | 0.0061839 | 0.0056641 | 0.0049646
OspreyAcqDF | Gas/Oil:Combined Cycle | DEF | DEF |  | 8.708e-06 | 0.00022639 | 0.00025427 | 0.00019702 | 0.00021108 | 0.00020166 | 0.00019377 | 0.0001314 | 0.00012287 | 0.00012222 | 0.00018231 | 0.0002151 | 0.00022792 | 0.00025579 | 0.00020167 | 0.00023307 | 0.00020758 | 0.00019727
Shady Hills 1 | Gas/Oil:Combustion Turbine | DEF | DEF | 2023: 0.00013628; 2024: 1.1082e-05
Shady Hills 2 | Gas/Oil:Combustion Turbine | DEF | DEF | 2023: 0.00011864; 2024: 1.2706e-05
Shady Hills 3 | Gas/Oil:Combustion Turbine | DEF | DEF | 2023: 0.0001621; 2024: 3.98e-06
SUWANNEE_P 1 | Gas/Oil:Combustion Turbine | DEF | DEF | 3.113e-05 | 5.1536e-05 | 4.6416e-05 | 4.6732e-05 | 3.9941e-05 | 4.2045e-05 | 4.7241e-05 | 5.1971e-05 | 4.4394e-05 | 3.6453e-05 | 3.9463e-05 | 1.9893e-05
SUWANNEE_P 2 | Gas/Oil:Combustion Turbine | DEF | DEF | 2.8386e-05 | 3.7401e-05 | 3.0896e-05 | 4.5603e-05 | 3.1927e-05 | 4.4216e-05 | 4.5011e-05 | 4.7397e-05 | 3.6589e-05 | 3.6956e-05 | 3.583e-05 | 1.6137e-05
SUWANNEE_P 3 | Gas/Oil:Combustion Turbine | DEF | DEF | 5.1633e-05 | 6.639e-05 | 6.1583e-05 | 6.6002e-05 | 5.6279e-05 | 6.2776e-05 | 5.4355e-05 | 6.3586e-05 | 4.9434e-05 | 4.8001e-05 | 4.8271e-05 | 2.1536e-05
Tigerbay 1 | Gas/Oil:Combined Cycle | DEF | DEF | 0.0026166 | 0.0024113 | 0.0022366 | 0.0026115 | 0.0023665 | 0.0024414 | 0.0019239 | 0.0018389 | 0.0013825 | 0.0013545 | 0.00095221 | 0.0014366 | 0.0001648
U OF FL 1 | Gas/Oil:Combustion Turbine | DEF | DEF | 2023: 0.00090388; 2024: 0.00090733; 2025: 0.00089844; 2026: 0.00089457; 2027: 0.00075025
Total |  |  |  | 1.2241 | 1.5276 | 1.5641 | 1.3696 | 1.493 | 2.1001 | 1.9647 | 2.5947 | 3.6908 | 3.3392 | 3.2703 | 1.3455 | 0.078217 | 0.074278 | 0.087227 | 0.080122 | 0.064163 | 0.058666 | 0.055793
Group Totals
Resource | Type | BA | Area | 2023 | 2024 | 2025 | 2026 | 2027 | 2028 | 2029 | 2030 | 2031 | 2032 | 2033 | 2034 | 2035 | 2036 | 2037 | 2038 | 2039 | 2040 | 2041
Total | Coal:Conventional | DEF | DEF | 1.1427 | 1.4391 | 1.48 | 1.2794 | 1.4137 | 2.0143 | 1.842 | 2.4948 | 3.6187 | 3.27 | 3.191 | 1.2755
Total | Gas/Oil:Combined Cycle | DEF | DEF | 0.070396 | 0.072806 | 0.072748 | 0.072859 | 0.071867 | 0.070049 | 0.069807 | 0.067265 | 0.062043 | 0.061146 | 0.060315 | 0.061844 | 0.062395 | 0.062647 | 0.063421 | 0.060381 | 0.057885 | 0.053868 | 0.052518
Total | Gas/Oil:Combustion Turbine | DEF | DEF | 0.0053976 | 0.0097564 | 0.0085192 | 0.012947 | 0.0033748 | 0.011303 | 0.049469 | 0.029846 | 0.0078752 | 0.0058774 | 0.01705 | 0.0055494 | 0.012622 | 0.008354 | 0.019645 | 0.017027 | 0.0040494 | 0.003467 | 0.0021388
Total | Gas/Oil:Steam Turbine | DEF | DEF | 0.0056085 | 0.0060067 | 0.0028121 | 0.0043848 | 0.0041036 | 0.0043812 | 0.0033969 | 0.0027826 | 0.0022138 | 0.0021593 | 0.0019637 | 0.002548 | 0.0031996 | 0.0032774 | 0.0041616 | 0.0027147 | 0.0022283 | 0.0013312 | 0.001136
Battery Case
Resource | Type | BA | Area | 2023 | 2024 | 2025 | 2026 | 2027 | 2028 | 2029 | 2030 | 2031 | 2032 | 2033 | 2034 | 2035 | 2036 | 2037 | 2038 | 2039 | 2040 | 2041
Anclote 1 | Gas/Oil:Steam Turbine | DEF | DEF | 0.0030644 | 0.0035614 | 0.0014969 | 0.0025814 | 0.0025014 | 0.0022159 | 0.0018265 | 0.0016674 | 0.0010256 | 0.001163 | 0.0010479 | 0.0015299 | 0.0018157 | 0.0017993 | 0.0024041 | 0.0017521 | 0.0019015 | 0.00099149 | 0.00093616
Anclote 2 | Gas/Oil:Steam Turbine | DEF | DEF | 0.0025696 | 0.0024453 | 0.0013152 | 0.0017279 | 0.0017701 | 0.00199 | 0.0013359 | 0.0011213 | 0.0012327 | 0.0010256 | 0.00093934 | 0.0010887 | 0.0014555 | 0.0015733 | 0.0018151 | 0.00096979 | 0.00048074 | 0.00037633 | 0.00030775
Bartow CC 1 0 | Gas/Oil:Combined Cycle | DEF | DEF | 0.013504 | 0.012815 | 0.013786 | 0.013581 | 0.012752 | 0.01282 | 0.013706 | 0.013697 | 0.013874 | 0.013804 | 0.013346 | 0.013992 | 0.014363 | 0.014682 | 0.013296 | 0.014471 | 0.01458 | 0.014435 | 0.013566
Bartow CC 1 PAG | Gas/Oil:Combined Cycle | DEF | DEF | 0.00044207 | 0.0004201 | 0.00030513 | 0.00032879 | 0.00030122 | 0.00029542 | 0.00028657 | 0.00021047 | 0.00017278 | 0.00017856 | 0.0001536 | 0.00025034 | 0.00029341 | 0.00028406 | 0.0003111 | 0.00027547 | 0.00030264 | 0.00025857 | 0.00024916
BARTOW_P 1 | Gas/Oil:Combustion Turbine | DEF | DEF | 2026: 0.00038027
BARTOW_P 2 | Gas/Oil:Combustion Turbine | DEF | DEF | 5.5155e-06 | 8.258e-06 | 7.6961e-06 | 7.9525e-06 | 5.3304e-06 | 1.1049e-05 | 1.0895e-05 | 1.2988e-05 | 8.7568e-06 | 8.6116e-06 | 9.3702e-06 | 4.0539e-06
BARTOW_P 3 | Gas/Oil:Combustion Turbine | DEF | DEF | 2026: 0.00042556; 2027: 0.00019963
BARTOW_P 4 | Gas/Oil:Combustion Turbine | DEF | DEF | 8.2702e-06 | 1.0214e-05 | 1.9399e-05 | 2.3697e-05 | 1.0462e-05 | 1.8005e-05 | 2.387e-05 | 2.0167e-05 | 1.7251e-05 | 1.471e-05 | 1.2969e-05 | 9.2026e-06
BAYBORO_P 1 | Gas/Oil:Combustion Turbine | DEF | DEF | 2024: 0.00053173
BAYBORO_P 2 | Gas/Oil:Combustion Turbine | DEF | DEF | 2023: 0.00010023; 2024: 0.00010023; 2025: 0.00011996
BAYBORO_P 4 | Gas/Oil:Combustion Turbine | DEF | DEF | 2024: 0.00011722
Citrus CC 1 | Gas/Oil:Combined Cycle | DEF | DEF | 0.011684 | 0.011999 | 0.011146 | 0.012178 | 0.011977 | 0.010706 | 0.011449 | 0.01119 | 0.010419 | 0.010691 | 0.01057 | 0.010542 | 0.010333 | 0.010421 | 0.0097817 | 0.010163 | 0.010045 | 0.0092358 | 0.0095794
Citrus CC 1 Duct | Gas/Oil:Combined Cycle | DEF | DEF | 0.00054512 | 0.00054736 | 0.00036853 | 0.00041142 | 0.0003787 | 0.00035038 | 0.00034205 | 0.00025539 | 0.00020377 | 0.00021596 | 0.00021623 | 0.00029811 | 0.00036305 | 0.00036917 | 0.00040918 | 0.00033667 | 0.00038199 | 0.00031445 | 0.00035355
Citrus CC 2 | Gas/Oil:Combined Cycle | DEF | DEF | 0.011636 | 0.011963 | 0.011875 | 0.011281 | 0.012261 | 0.010712 | 0.011683 | 0.01148 | 0.01027 | 0.010746 | 0.010593 | 0.010626 | 0.010426 | 0.010396 | 0.009754 | 0.010032 | 0.010163 | 0.0088054 | 0.0098029
Citrus CC 2 Duct | Gas/Oil:Combined Cycle | DEF | DEF | 0.00051659 | 0.00056545 | 0.00039624 | 0.00032406 | 0.00036112 | 0.00033594 | 0.00034925 | 0.00023394 | 0.00019302 | 0.00019559 | 0.00019606 | 0.00028337 | 0.00033881 | 0.00036393 | 0.00035975 | 0.00030763 | 0.00035703 | 0.00031593 | 0.00032094
Crystal 4 | Coal:Conventional | DEF | DEF | 0.69231 | 0.72197 | 0.75384 | 0.64933 | 0.7657 | 1.0031 | 1.0452 | 1.2543 | 1.9146 | 1.4817 | 1.6894 | 0.64833
Crystal 5 | Coal:Conventional | DEF | DEF | 0.44576 | 0.71709 | 0.72614 | 0.63449 | 0.56572 | 0.95508 | 0.79139 | 1.274 | 1.5712 | 1.7602 | 1.5687 | 0.57251
DEBARY 10 | Gas/Oil:Combustion Turbine | DEF | DEF | 2025: 0.0004072; 2026: 0.00042205; 2027: 0.00063; 2028: 0.002516; 2029: 0.0077032; 2030: 0.0048038; 2033: 0.0020451; 2034: 0.0017242; 2035: 0.004221
DEBARY 2 | Gas/Oil:Combustion Turbine | DEF | DEF | 2024: 0.00060066
DEBARY 3 | Gas/Oil:Combustion Turbine | DEF | DEF | 2025: 0.00046604; 2026: 0.00052549; 2027: 0.00056391
DEBARY 4 | Gas/Oil:Combustion Turbine | DEF | DEF | 2024: 0.00030552; 2025: 0.00056878; 2026: 0.0011387
DEBARY 5 | Gas/Oil:Combustion Turbine | DEF | DEF | 2024: 0.00034639
DEBARY 6 | Gas/Oil:Combustion Turbine | DEF | DEF | 2023: 0.00036794; 2024: 0.00070615; 2025: 0.00010702; 2026: 0.0011428; 2027: 0.00039358
DEBARY 7 | Gas/Oil:Combustion Turbine | DEF | DEF | 5.8043e-05 | 5.1869e-05 | 7.3678e-05 | 6.3017e-05 | 4.8439e-05 | 5.8347e-05 | 6.4752e-05 | 6.3113e-05 | 4.2308e-05 | 3.9629e-05 | 3.4911e-05 | 4.8338e-05 | 3.9325e-05 | 9.2405e-06
DEBARY 8 | Gas/Oil:Combustion Turbine | DEF | DEF | 6.5202e-05 | 8.9121e-05 | 8.5265e-05 | 7.5421e-05 | 4.8382e-05 | 6.845e-05 | 5.99e-05 | 6.1881e-05 | 5.0907e-05 | 5.7397e-05 | 4.5176e-05 | 5.9519e-05 | 4.5335e-05 | 2.1256e-05
DEBARY 9 | Gas/Oil:Combustion Turbine | DEF | DEF | 8.5907e-05 | 9.7413e-05 | 8.0812e-05 | 6.4167e-05 | 5.3939e-05 | 7.0984e-05 | 6.882e-05 | 7.2724e-05 | 5.4662e-05 | 5.3692e-05 | 4.6415e-05 | 6.6688e-05 | 7.3617e-05 | 1.4204e-05
Gen 190MW CT | Gas/Oil:Combustion Turbine | DEF | DEF | 2034: 4.1203e-05; 2035: 0.00016142; 2036: 0.00091241; 2037: 0.0010073; 2038: 0.00068096; 2039: 0.0015361; 2040: 0.0015956; 2041: 0.0010552
Gen 190MW CT Ave | Gas/Oil:Combustion Turbine | DEF | DEF | 2039: 0.00039404; 2040: 0.00050136; 2041: 0.00042073
Hines CC 1 | Gas/Oil:Combined Cycle | DEF | DEF | 0.006002 | 0.0059732 | 0.0060718 | 0.0046378 | 0.0048553 | 0.004229 | 0.0042293 | 0.0033213 | 0.0023058 | 0.0018902 | 0.0021959 | 0.0025734 | 0.0033619 | 0.0031645 | 0.0044394 | 0.0030577 | 0.00077838
Hines CC 2 | Gas/Oil:Combined Cycle | DEF | DEF | 0.0061609 | 0.0065315 | 0.0065753 | 0.0070631 | 0.0063414 | 0.0066377 | 0.0055676 | 0.0057592 | 0.0050598 | 0.0042875 | 0.0039041 | 0.0046009 | 0.005116 | 0.0047723 | 0.0054609 | 0.0047204 | 0.0040579 | 0.0043658 | 0.0038464
Hines CC 3 | Gas/Oil:Combined Cycle | DEF | DEF | 0.0065265 | 0.0064817 | 0.0061264 | 0.0062514 | 0.0072844 | 0.0067597 | 0.0068395 | 0.0057744 | 0.006401 | 0.0056442 | 0.0059859 | 0.0055797 | 0.0061142 | 0.0057692 | 0.0067259 | 0.0054043 | 0.0054665 | 0.0049231 | 0.0050602
Hines CC 4 | Gas/Oil:Combined Cycle | DEF | DEF | 0.005869 | 0.0066296 | 0.0050721 | 0.0057261 | 0.0052531 | 0.0064845 | 0.0059453 | 0.0061425 | 0.005006 | 0.0057856 | 0.0054905 | 0.0055608 | 0.0051527 | 0.0059246 | 0.0057033 | 0.0056875 | 0.0054051 | 0.0053661 | 0.0046088
INT CITY 1 | Gas/Oil:Combustion Turbine | DEF | DEF | 2024: 0.0002594; 2025: 0.00013365; 2026: 0.00030495; 2027: 0.000595; 2028: 0.00095722; 2029: 0.0036654; 2030: 0.0014945; 2031: 0.001201; 2032: 0.00051079; 2033: 0.0015173; 2034: 0.00048821
INT CITY 10 | Gas/Oil:Combustion Turbine | DEF | DEF | 2.0617e-05 | 4.3936e-05 | 3.9631e-05 | 2.4346e-05 | 1.988e-05 | 2.5836e-05 | 4.0751e-05 | 3.6548e-05 | 2.6395e-05 | 1.7135e-05 | 2.1655e-05 | 3.2333e-05 | 4.5896e-05 | 5.6704e-05 | 9.6702e-05 | 1.8918e-05
INT CITY 11 | Gas/Oil:Combustion Turbine | DEF | DEF | 0.00074586 | 0.0014266 | 0.0027988 | 0.0036771 | 0.0012636 | 0.0056904 | 0.012817 | 0.0088073 | 0.0026257 | 0.0024113 | 0.0069451 | 0.0028487 | 0.0070853 | 0.0092062 | 0.019502 | 0.012967 | 0.0016058 | 0.0013836 | 0.0010979
INT CITY 12 | Gas/Oil:Combustion Turbine | DEF | DEF | 2.6309e-05 | 2.6145e-05 | 2.8266e-05 | 1.9061e-05 | 1.4292e-05 | 1.9778e-05 | 3.8892e-05 | 2.8499e-05 | 1.9601e-05 | 8.3719e-06 | 1.5703e-05 | 3.3751e-05 | 3.0366e-05 | 6.3913e-05 | 8.8752e-05 | 7.8657e-05 | 1.167e-05 | 7.646e-06 | 1.5998e-05
INT CITY 13 | Gas/Oil:Combustion Turbine | DEF | DEF | 3.9905e-05 | 4.392e-05 | 4.007e-05 | 3.5668e-05 | 3.6878e-05 | 3.4922e-05 | 4.9241e-05 | 2.5425e-05 | 2.2799e-05 | 2.4252e-05 | 2.6169e-05 | 4.0143e-05 | 4.9209e-05 | 7.4591e-05 | 0.00012033 | 0.00010572 | 2.6563e-05 | 2.5078e-05 | 1.9639e-05
INT CITY 14 | Gas/Oil:Combustion Turbine | DEF | DEF | 5.188e-05 | 5.2022e-05 | 5.5435e-05 | 5.2988e-05 | 2.5779e-05 | 4.7534e-05 | 4.0956e-05 | 4.2031e-05 | 2.3477e-05 | 2.0499e-05 | 2.3903e-05 | 4.8946e-05 | 4.7018e-05 | 8.3813e-05 | 0.0001495 | 0.00011412 | 2.9488e-05 | 2.9203e-05 | 3.8849e-05
INT CITY 2 | Gas/Oil:Combustion Turbine | DEF | DEF | 2028: 0.00053759; 2029: 0.0010977; 2030: 0.0022381; 2031: 0.00061799; 2032: 0.00025794; 2033: 0.0011385
INT CITY 3 | Gas/Oil:Combustion Turbine | DEF | DEF | 2024: 0.00026303; 2025: 0.00013151; 2026: 0.0003827; 2027: 0.00045276; 2028: 0.0010539; 2029: 0.002875; 2030: 0.0024592; 2031: 0.00099108; 2032: 0.00029259; 2033: 0.0014047; 2034: 0.00025711
INT CITY 4 | Gas/Oil:Combustion Turbine | DEF | DEF | 2024: 0.0002702; 2025: 0.00039964; 2026: 0.00082012; 2027: 0.00061022; 2028: 0.0011148; 2029: 0.0036497; 2030: 0.0027313; 2031: 0.0011734; 2032: 0.00058445; 2033: 0.0017126; 2034: 0.00031488
INT CITY 5 | Gas/Oil:Combustion Turbine | DEF | DEF | 2026: 0.00038516; 2028: 0.00071896; 2029: 0.0024141; 2030: 0.0021318; 2031: 0.00071797; 2032: 0.0001477; 2033: 0.0012352
INT CITY 6 | Gas/Oil:Combustion Turbine | DEF | DEF | 2024: 0.00075134; 2025: 0.00025982; 2026: 0.001062; 2027: 0.0006937; 2028: 0.00012991; 2029: 0.0045366; 2030: 0.0033814; 2031: 0.0011473; 2032: 0.00041868; 2033: 0.0018247; 2034: 0.00037895
INT CITY 7 | Gas/Oil:Combustion Turbine | DEF | DEF | 8.2981e-05 | 0.00011676 | 0.00010222 | 8.1693e-05 | 5.9278e-05 | 6.7699e-05 | 6.8014e-05 | 7.0466e-05 | 6.1703e-05 | 5.2701e-05 | 4.6088e-05 | 7.5375e-05 | 9.0543e-05 | 0.00011295 | 0.00014788 | 5.5972e-05
INT CITY 8 | Gas/Oil:Combustion Turbine | DEF | DEF | 5.9441e-05 | 8.0478e-05 | 7.7758e-05 | 5.6659e-05 | 4.1647e-05 | 5.3767e-05 | 6.1642e-05 | 6.1016e-05 | 4.3878e-05 | 4.2337e-05 | 3.7177e-05 | 7.6626e-05 | 6.9364e-05 | 8.8284e-05 | 0.0001175 | 3.4806e-05
INT CITY 9 | Gas/Oil:Combustion Turbine | DEF | DEF | 4.6303e-05 | 8.8645e-05 | 7.3647e-05 | 5.5717e-05 | 3.7833e-05 | 5.4393e-05 | 6.7785e-05 | 5.4232e-05 | 4.3009e-05 | 3.3542e-05 | 3.2166e-05 | 7.3277e-05 | 7.5004e-05 | 9.0055e-05 | 0.0001157 | 3.9039e-05
NSG Vand CT 1 | Gas/Oil:Combustion Turbine | DEF | DEF | 2023: 0.0004317; 2024: 0.00049149; 2025: 0.00029742; 2026: 0.00014757; 2027: 6.3588e-05
NSG Vand CT 2 | Gas/Oil:Combustion Turbine | DEF | DEF | 2023: 0.00046075; 2024: 0.00054375; 2025: 0.00032887; 2026: 0.00015701; 2027: 6.6763e-05
NSG Vand CT 3 | Gas/Oil:Combustion Turbine | DEF | DEF | 2023: 0.00053357; 2024: 0.00055646; 2025: 0.00033271; 2026: 0.00027865; 2027: 7.1612e-05
NSG Vand CT 4 | Gas/Oil:Combustion Turbine | DEF | DEF | 2023: 0.00057333; 2024: 0.0006871; 2025: 0.00044656; 2026: 0.00033568; 2027: 7.1847e-05
Osprey 1 0 | Gas/Oil:Combined Cycle | DEF | DEF | 2023: 0.003209; 2024: 0.0031168
Osprey 1 1 | Gas/Oil:Combined Cycle | DEF | DEF | 2023: 0.0015205; 2024: 0.001783
Osprey 1 2 | Gas/Oil:Combined Cycle | DEF | DEF | 2023: 0.00012389; 2024: 0.00013979
OspreyAcq | Gas/Oil:Combined Cycle | DEF | DEF |  | 0.0014199 | 0.0085625 | 0.0082334 | 0.0077138 | 0.0082664 | 0.0073404 | 0.0072128 | 0.0069307 | 0.0063775 | 0.0064669 | 0.0060797 | 0.0061356 | 0.0061972 | 0.0068799 | 0.0057067 | 0.0061143 | 0.0056156 | 0.0049645
OspreyAcqDF | Gas/Oil:Combined Cycle | DEF | DEF |  | 8.708e-06 | 0.00022639 | 0.00025454 | 0.0001993 | 0.00020846 | 0.00020109 | 0.00019459 | 0.00013576 | 0.00012545 | 0.0001243 | 0.00018342 | 0.0002191 | 0.00022946 | 0.0002547 | 0.00020157 | 0.00023565 | 0.00020937 | 0.0001999
Shady Hills 1 | Gas/Oil:Combustion Turbine | DEF | DEF | 2023: 0.00014771; 2024: 1.1082e-05
Shady Hills 2 | Gas/Oil:Combustion Turbine | DEF | DEF | 2023: 0.00013078; 2024: 1.2706e-05
Shady Hills 3 | Gas/Oil:Combustion Turbine | DEF | DEF | 2023: 0.00014161; 2024: 3.98e-06
SUWANNEE_P 1 | Gas/Oil:Combustion Turbine | DEF | DEF | 3.2642e-05 | 5.1536e-05 | 4.6416e-05 | 4.7321e-05 | 3.0939e-05 | 3.7702e-05 | 4.3273e-05 | 5.319e-05 | 4.3145e-05 | 3.6557e-05 | 3.9114e-05 | 1.7744e-05
SUWANNEE_P 2 | Gas/Oil:Combustion Turbine | DEF | DEF | 2.7668e-05 | 3.7401e-05 | 3.0896e-05 | 4.2769e-05 | 2.3711e-05 | 3.8392e-05 | 4.0095e-05 | 4.6102e-05 | 3.7319e-05 | 3.6138e-05 | 3.4146e-05 | 1.5599e-05
SUWANNEE_P 3 | Gas/Oil:Combustion Turbine | DEF | DEF | 4.88e-05 | 6.639e-05 | 6.1583e-05 | 6.6881e-05 | 4.6204e-05 | 5.7853e-05 | 5.784e-05 | 6.0215e-05 | 4.8014e-05 | 4.8389e-05 | 4.6838e-05 | 2.1038e-05
Tigerbay 1 | Gas/Oil:Combined Cycle | DEF | DEF | 0.0026609 | 0.0024113 | 0.0022366 | 0.0026139 | 0.002274 | 0.0024832 | 0.0020324 | 0.0016799 | 0.0013616 | 0.0012621 | 0.00095067 | 0.0013795 | 0.00016531
U OF FL 1 | Gas/Oil:Combustion Turbine | DEF | DEF | 2023: 0.00090406; 2024: 0.00090733; 2025: 0.00089844; 2026: 0.0008943; 2027: 0.00075061
Total |  |  |  | 1.2193 | 1.5276 | 1.5641 | 1.3742 | 1.4146 | 2.046 | 1.9492 | 2.627 | 3.5594 | 3.3104 | 3.3386 | 1.2921 | 0.077687 | 0.07668 | 0.08894 | 0.07718 | 0.063874 | 0.058755 | 0.056444
Group Totals
Resource | Type | BA | Area | 2023 | 2024 | 2025 | 2026 | 2027 | 2028 | 2029 | 2030 | 2031 | 2032 | 2033 | 2034 | 2035 | 2036 | 2037 | 2038 | 2039 | 2040 | 2041
Total | Coal:Conventional | DEF | DEF | 1.1381 | 1.4391 | 1.48 | 1.2838 | 1.3314 | 1.9582 | 1.8366 | 2.5283 | 3.4858 | 3.2419 | 3.2581 | 1.2208
Total | Gas/Oil:Combined Cycle | DEF | DEF | 0.070401 | 0.072806 | 0.072748 | 0.072885 | 0.071952 | 0.070289 | 0.069972 | 0.067151 | 0.062334 | 0.061203 | 0.060193 | 0.061949 | 0.062382 | 0.062574 | 0.063376 | 0.060363 | 0.057888 | 0.053845 | 0.052552
Total | Gas/Oil:Combustion Turbine | DEF | DEF | 0.005197 | 0.0097564 | 0.0085192 | 0.013198 | 0.0069298 | 0.013383 | 0.039495 | 0.028756 | 0.0090177 | 0.0051174 | 0.018295 | 0.0066759 | 0.012033 | 0.010734 | 0.021345 | 0.014095 | 0.0036037 | 0.0035425 | 0.0026483
Total | Gas/Oil:Steam Turbine | DEF | DEF | 0.005634 | 0.0060067 | 0.0028121 | 0.0043094 | 0.0042715 | 0.0042059 | 0.0031625 | 0.0027887 | 0.0022583 | 0.0021886 | 0.0019873 | 0.0026186 | 0.0032711 | 0.0033726 | 0.0042192 | 0.0027219 | 0.0023822 | 0.0013678 | 0.0012439

## SO2 Cost
SO2 Cost ($000)
Base Case
Resource | Type | BA | Area | 2023 | 2024 | 2025 | 2026 | 2027 | 2028 | 2029 | 2030 | 2031 | 2032 | 2033 | 2034 | 2035 | 2036 | 2037 | 2038 | 2039 | 2040 | 2041
Anclote 1 | Gas/Oil:Steam Turbine | DEF | DEF | 0.0012134 | 0.0014246 | 0.00059877 | 0.0010525 | 0.00097782 | 0.00091963 | 0.00075424 | 0.00069564 | 0.00042185 | 0.00050756 | 0.00048006 | 0.00067395 | 0.00079926 | 0.00080643 | 0.001136 | 0.00086076 | 0.00091115 | 0.00048646 | 0.00041775
Anclote 2 | Gas/Oil:Steam Turbine | DEF | DEF | 0.00103 | 0.00097811 | 0.00052607 | 0.00070137 | 0.0006636 | 0.00083284 | 0.00063168 | 0.00046246 | 0.00051789 | 0.00042741 | 0.00038712 | 0.00047395 | 0.00067096 | 0.00072969 | 0.00085324 | 0.00046295 | 0.00019696 | 0.00018885 | 0.00017003
Bartow CC 1 0 | Gas/Oil:Combined Cycle | DEF | DEF | 0.0053986 | 0.0051261 | 0.0055145 | 0.0054402 | 0.0050501 | 0.0051294 | 0.0055684 | 0.0056667 | 0.0058844 | 0.0059684 | 0.0058883 | 0.0063109 | 0.0066021 | 0.0068952 | 0.0063772 | 0.007066 | 0.0072349 | 0.0073349 | 0.0070317
Bartow CC 1 PAG | Gas/Oil:Combined Cycle | DEF | DEF | 0.00017615 | 0.00016804 | 0.00012205 | 0.00013175 | 0.00011689 | 0.00011766 | 0.00011518 | 8.5552e-05 | 6.8506e-05 | 7.0476e-05 | 6.356e-05 | 0.00010638 | 0.00013283 | 0.0001308 | 0.0001468 | 0.00013227 | 0.0001481 | 0.000126 | 0.00012489
BARTOW_P 1 | Gas/Oil:Combustion Turbine | DEF | DEF | 2026: 0.00015211
BARTOW_P 2 | Gas/Oil:Combustion Turbine | DEF | DEF | 1.6673e-06 | 3.3032e-06 | 3.0784e-06 | 2.8577e-06 | 1.2721e-06 | 3.5598e-06 | 6.4293e-06 | 7.6017e-06 | 3.047e-06 | 3.4861e-06 | 3.92e-06 | 2.8919e-06
BARTOW_P 3 | Gas/Oil:Combustion Turbine | DEF | DEF | 2026: 0.00017022
BARTOW_P 4 | Gas/Oil:Combustion Turbine | DEF | DEF | 3.6501e-06 | 4.0857e-06 | 7.7595e-06 | 8.4568e-06 | 4.4286e-06 | 5.9358e-06 | 1.0405e-05 | 8.5744e-06 | 8.5833e-06 | 7.3796e-06 | 6.5941e-06 | 3.801e-06
BAYBORO_P 1 | Gas/Oil:Combustion Turbine | DEF | DEF | 2024: 0.00021269
BAYBORO_P 2 | Gas/Oil:Combustion Turbine | DEF | DEF | 2023: 4.0092e-05; 2024: 4.0092e-05; 2025: 4.7982e-05
BAYBORO_P 4 | Gas/Oil:Combustion Turbine | DEF | DEF | 2024: 4.6888e-05
Citrus CC 1 | Gas/Oil:Combined Cycle | DEF | DEF | 0.0046746 | 0.0047997 | 0.0044583 | 0.0048711 | 0.0047687 | 0.0042708 | 0.0046543 | 0.0046447 | 0.0044144 | 0.0046352 | 0.0046719 | 0.0047522 | 0.0047497 | 0.0048995 | 0.0046846 | 0.0049538 | 0.0050128 | 0.0046927 | 0.0049707
Citrus CC 1 Duct | Gas/Oil:Combined Cycle | DEF | DEF | 0.00021765 | 0.00021894 | 0.00014741 | 0.00016482 | 0.00014852 | 0.000142 | 0.00014018 | 0.00010592 | 8.2169e-05 | 8.8693e-05 | 9.0513e-05 | 0.00012921 | 0.00016382 | 0.00017239 | 0.00019652 | 0.00016372 | 0.00019024 | 0.00015953 | 0.00017478
Citrus CC 2 | Gas/Oil:Combined Cycle | DEF | DEF | 0.0046544 | 0.004785 | 0.0047501 | 0.0045098 | 0.0048954 | 0.004278 | 0.0047537 | 0.0047701 | 0.0043592 | 0.0046662 | 0.0046885 | 0.0048002 | 0.0047968 | 0.0048844 | 0.0046845 | 0.0049062 | 0.0050564 | 0.0044866 | 0.0050817
Citrus CC 2 Duct | Gas/Oil:Combined Cycle | DEF | DEF | 0.00020575 | 0.00022618 | 0.00015849 | 0.00012966 | 0.00014085 | 0.000136 | 0.00014194 | 9.7296e-05 | 7.8067e-05 | 7.7672e-05 | 8.2077e-05 | 0.00012289 | 0.00014938 | 0.00016642 | 0.00016997 | 0.0001518 | 0.00017486 | 0.00015614 | 0.00016059
Crystal 4 | Coal:Conventional | DEF | DEF | 0.27755 | 0.28879 | 0.30153 | 0.25768 | 0.31124 | 0.43195 | 0.42303 | 0.52611 | 0.87115 | 0.64987 | 0.7379 | 0.32016
Crystal 5 | Coal:Conventional | DEF | DEF | 0.17954 | 0.28683 | 0.29046 | 0.25409 | 0.25423 | 0.37379 | 0.32852 | 0.51225 | 0.66497 | 0.76606 | 0.67125 | 0.25447
DEBARY 10 | Gas/Oil:Combustion Turbine | DEF | DEF | 2025: 0.00016288; 2026: 0.00017848; 2028: 0.00050353; 2029: 0.0033564; 2030: 0.0017943; 2032: 0.00018938; 2033: 0.00090425; 2034: 0.0006372; 2035: 0.0016922
DEBARY 2 | Gas/Oil:Combustion Turbine | DEF | DEF | 2024: 0.00024027
DEBARY 3 | Gas/Oil:Combustion Turbine | DEF | DEF | 2025: 0.00018641; 2026: 0.00041044; 2027: 7.8215e-05
DEBARY 4 | Gas/Oil:Combustion Turbine | DEF | DEF | 2024: 0.00012221; 2025: 0.00022751; 2026: 0.00047039; 2027: 0.00011917
DEBARY 5 | Gas/Oil:Combustion Turbine | DEF | DEF | 2024: 0.00013856; 2027: 0.0001861
DEBARY 6 | Gas/Oil:Combustion Turbine | DEF | DEF | 2023: 0.00022539; 2024: 0.00028246; 2025: 4.2808e-05; 2026: 0.0003118; 2027: 0.00017701
DEBARY 7 | Gas/Oil:Combustion Turbine | DEF | DEF | 2.0576e-05 | 2.0748e-05 | 2.9471e-05 | 2.5026e-05 | 2.1757e-05 | 2.4719e-05 | 3.0807e-05 | 2.7425e-05 | 2.0643e-05 | 1.6742e-05 | 1.5367e-05 | 1.9745e-05 | 1.7218e-05 | 4.9545e-06
DEBARY 8 | Gas/Oil:Combustion Turbine | DEF | DEF | 2.7434e-05 | 3.5648e-05 | 3.4106e-05 | 2.8857e-05 | 1.9207e-05 | 2.8144e-05 | 2.8567e-05 | 2.9136e-05 | 2.2232e-05 | 2.3384e-05 | 1.9097e-05 | 2.5418e-05 | 2.0458e-05 | 9.663e-06
DEBARY 9 | Gas/Oil:Combustion Turbine | DEF | DEF | 3.4379e-05 | 3.8965e-05 | 3.2325e-05 | 2.6964e-05 | 2.4046e-05 | 2.9299e-05 | 2.8444e-05 | 3.0436e-05 | 2.187e-05 | 2.2017e-05 | 2.0937e-05 | 2.7659e-05 | 3.0711e-05 | 4.3532e-06
Gen 190MW CT | Gas/Oil:Combustion Turbine | DEF | DEF | 2034: 1.8257e-05; 2035: 7.3238e-05; 2036: 0.00041577; 2037: 0.00046009; 2038: 0.00030801; 2039: 0.00076804; 2040: 0.00078341; 2041: 0.00057735
Gen 190MW CT Ave | Gas/Oil:Combustion Turbine | DEF | DEF | 2039: 0.0002014; 2040: 0.00023839; 2041: 0.00020224
Hines CC 1 | Gas/Oil:Combined Cycle | DEF | DEF | 0.0024066 | 0.0023893 | 0.0024287 | 0.0018263 | 0.0019374 | 0.0016964 | 0.0018153 | 0.0014202 | 0.00089123 | 0.00074231 | 0.00098762 | 0.0011752 | 0.0015889 | 0.0015065 | 0.0021001 | 0.0014775 | 0.00037925
Hines CC 2 | Gas/Oil:Combined Cycle | DEF | DEF | 0.002485 | 0.0026126 | 0.0026301 | 0.002809 | 0.0026012 | 0.0025797 | 0.0022472 | 0.0024225 | 0.0020747 | 0.0019239 | 0.001743 | 0.0019969 | 0.0023051 | 0.0022277 | 0.0025867 | 0.002321 | 0.002034 | 0.0021966 | 0.0019595
Hines CC 3 | Gas/Oil:Combined Cycle | DEF | DEF | 0.00261 | 0.0025927 | 0.0024505 | 0.00252 | 0.0028928 | 0.0027047 | 0.0027669 | 0.0023997 | 0.002764 | 0.0023764 | 0.0026801 | 0.0024714 | 0.0028273 | 0.0027111 | 0.0032272 | 0.0026196 | 0.0027073 | 0.0024946 | 0.0025905
Hines CC 4 | Gas/Oil:Combined Cycle | DEF | DEF | 0.0023486 | 0.0026518 | 0.0020289 | 0.0022912 | 0.0020683 | 0.0025886 | 0.0024081 | 0.002561 | 0.0021221 | 0.0024977 | 0.0024066 | 0.0025056 | 0.0023698 | 0.0027841 | 0.0027147 | 0.0027671 | 0.0026573 | 0.0027013 | 0.0024081
INT CITY 1 | Gas/Oil:Combustion Turbine | DEF | DEF | 2024: 0.00010376; 2025: 5.3459e-05; 2026: 0.00012198; 2027: 5.3459e-05; 2028: 0.000464; 2029: 0.0020057; 2030: 0.00075598; 2031: 0.00030941; 2032: 0.00015352; 2033: 0.00073043; 2034: 0.00014618
INT CITY 10 | Gas/Oil:Combustion Turbine | DEF | DEF | 8.6976e-06 | 1.7574e-05 | 1.5852e-05 | 8.5146e-06 | 1.0091e-05 | 1.1738e-05 | 1.8089e-05 | 1.6686e-05 | 1.0781e-05 | 7.5208e-06 | 1.1328e-05 | 1.3188e-05 | 1.6956e-05 | 2.6162e-05 | 4.8713e-05 | 8.9923e-06
INT CITY 11 | Gas/Oil:Combustion Turbine | DEF | DEF | 0.00029834 | 0.00057063 | 0.0011195 | 0.0013766 |  | 0.0016762 | 0.0062708 | 0.0038007 | 0.0012576 | 0.0011336 | 0.0027072 | 0.000803 | 0.0037899 | 0.0032294 | 0.0085403 | 0.0077932 | 0.0010145 | 0.00070188 | 0.00028825
INT CITY 12 | Gas/Oil:Combustion Turbine | DEF | DEF | 9.4414e-06 | 1.0458e-05 | 1.1306e-05 | 6.9961e-06 | 6.0264e-06 | 8.7733e-06 | 1.4739e-05 | 1.2563e-05 | 7.7244e-06 | 3.2559e-06 | 7.3637e-06 | 1.2812e-05 | 1.471e-05 | 2.8663e-05 | 4.331e-05 | 3.5057e-05 | 3.5956e-06 | 7.3299e-06 | 6.522e-06
INT CITY 13 | Gas/Oil:Combustion Turbine | DEF | DEF | 1.5954e-05 | 1.7568e-05 | 1.6028e-05 | 1.2799e-05 | 1.2558e-05 | 1.6403e-05 | 1.9734e-05 | 1.475e-05 | 7.7334e-06 | 1.0269e-05 | 1.0071e-05 | 1.4818e-05 | 2.0736e-05 | 3.6443e-05 | 5.3076e-05 | 4.5957e-05 | 1.1238e-05 | 9.1048e-06 | 1.1426e-05
INT CITY 14 | Gas/Oil:Combustion Turbine | DEF | DEF | 1.9379e-05 | 2.0809e-05 | 2.2174e-05 | 2.0412e-05 | 1.2631e-05 | 1.7597e-05 | 1.8781e-05 | 1.5655e-05 | 9.0143e-06 | 8.7131e-06 | 1.0826e-05 | 2.2085e-05 | 2.183e-05 | 3.9449e-05 | 6.8829e-05 | 5.4393e-05 | 1.503e-05 | 1.8684e-05 | 2.0848e-05
INT CITY 2 | Gas/Oil:Combustion Turbine | DEF | DEF | 2028: 0.00021504; 2029: 0.00066214; 2030: 0.00096891; 2031: 0.00013945; 2032: 5.5845e-05; 2033: 0.0004319
INT CITY 3 | Gas/Oil:Combustion Turbine | DEF | DEF | 2024: 0.00010521; 2025: 5.2605e-05; 2026: 0.00022333; 2028: 0.00044081; 2029: 0.0015447; 2030: 0.0010649; 2031: 0.00030455; 2032: 0.00023802; 2033: 0.00060463; 2034: 0.0001142
INT CITY 4 | Gas/Oil:Combustion Turbine | DEF | DEF | 2024: 0.00010808; 2025: 0.00015985; 2026: 0.00023434; 2027: 5.2704e-05; 2028: 0.00055292; 2029: 0.0021914; 2030: 0.0013531; 2031: 0.00045765; 2032: 0.00025307; 2033: 0.00067323; 2034: 0.0001851
INT CITY 5 | Gas/Oil:Combustion Turbine | DEF | DEF | 2026: 0.00014719; 2028: 0.00020787; 2029: 0.0014169; 2030: 0.00095388; 2031: 0.00024003; 2032: 6.3955e-05; 2033: 0.00047813
INT CITY 6 | Gas/Oil:Combustion Turbine | DEF | DEF | 2024: 0.00030054; 2025: 0.00010393; 2026: 0.00037284; 2027: 4.9807e-05; 2028: 0.00018529; 2029: 0.002416; 2030: 0.0014203; 2031: 0.00040533; 2032: 0.0002517; 2033: 0.00078914; 2034: 0.00032893
INT CITY 7 | Gas/Oil:Combustion Turbine | DEF | DEF | 3.533e-05 | 4.6702e-05 | 4.0888e-05 | 3.1195e-05 | 2.8973e-05 | 2.7116e-05 | 2.8376e-05 | 3.0206e-05 | 2.3816e-05 | 2.0551e-05 | 2.0526e-05 | 3.5643e-05 | 4.0382e-05 | 4.895e-05 | 6.6491e-05 | 2.4437e-05
INT CITY 8 | Gas/Oil:Combustion Turbine | DEF | DEF | 2.3152e-05 | 3.2191e-05 | 3.1103e-05 | 2.2505e-05 | 2.4207e-05 | 2.0262e-05 | 2.5503e-05 | 2.4864e-05 | 1.9506e-05 | 1.6186e-05 | 1.3739e-05 | 3.027e-05 | 3.045e-05 | 3.7182e-05 | 5.7557e-05 | 1.6708e-05
INT CITY 9 | Gas/Oil:Combustion Turbine | DEF | DEF | 1.8881e-05 | 3.5458e-05 | 2.9459e-05 | 2.2007e-05 | 1.8693e-05 | 2.23e-05 | 2.9568e-05 | 2.4152e-05 | 1.869e-05 | 1.3728e-05 | 1.5902e-05 | 3.2864e-05 | 3.1275e-05 | 3.4536e-05 | 5.2038e-05 | 1.5348e-05
NSG Vand CT 1 | Gas/Oil:Combustion Turbine | DEF | DEF | 2023: 0.00018088; 2024: 0.0001966; 2025: 0.00011897; 2026: 6.0104e-05; 2027: 2.2362e-05
NSG Vand CT 2 | Gas/Oil:Combustion Turbine | DEF | DEF | 2023: 0.00017391; 2024: 0.0002175; 2025: 0.00013155; 2026: 6.4737e-05; 2027: 2.3214e-05
NSG Vand CT 3 | Gas/Oil:Combustion Turbine | DEF | DEF | 2023: 0.00021287; 2024: 0.00022258; 2025: 0.00013308; 2026: 0.00010709; 2027: 2.8611e-05
NSG Vand CT 4 | Gas/Oil:Combustion Turbine | DEF | DEF | 2023: 0.00023618; 2024: 0.00027484; 2025: 0.00017863; 2026: 0.00013919; 2027: 2.4034e-05
Osprey 1 0 | Gas/Oil:Combined Cycle | DEF | DEF | 2023: 0.0012802; 2024: 0.0012467
Osprey 1 1 | Gas/Oil:Combined Cycle | DEF | DEF | 2023: 0.00060475; 2024: 0.00071319
Osprey 1 2 | Gas/Oil:Combined Cycle | DEF | DEF | 2023: 4.9381e-05; 2024: 5.5914e-05
OspreyAcq | Gas/Oil:Combined Cycle | DEF | DEF |  | 0.00056795 | 0.003425 | 0.0033031 | 0.0031013 | 0.0033156 | 0.0030029 | 0.002976 | 0.002956 | 0.0027895 | 0.0028583 | 0.0027606 | 0.0028101 | 0.0028775 | 0.0033044 | 0.0027845 | 0.0030752 | 0.0028734 | 0.0025687
OspreyAcqDF | Gas/Oil:Combined Cycle | DEF | DEF |  | 3.4832e-06 | 9.0554e-05 | 0.00010171 | 7.8809e-05 | 8.4431e-05 | 8.2276e-05 | 8.0646e-05 | 5.5781e-05 | 5.3203e-05 | 5.3973e-05 | 8.2132e-05 | 9.8839e-05 | 0.00010683 | 0.00012227 | 9.8334e-05 | 0.00011591 | 0.00010531 | 0.00010207
Shady Hills 1 | Gas/Oil:Combustion Turbine | DEF | DEF | 2023: 5.451e-05; 2024: 4.4329e-06
Shady Hills 2 | Gas/Oil:Combustion Turbine | DEF | DEF | 2023: 4.7454e-05; 2024: 5.0823e-06
Shady Hills 3 | Gas/Oil:Combustion Turbine | DEF | DEF | 2023: 6.4839e-05; 2024: 1.592e-06
SUWANNEE_P 1 | Gas/Oil:Combustion Turbine | DEF | DEF | 1.2452e-05 | 2.0614e-05 | 1.8566e-05 | 1.8693e-05 | 1.5976e-05 | 1.6818e-05 | 1.9274e-05 | 2.163e-05 | 1.8845e-05 | 1.5784e-05 | 1.7427e-05 | 8.9619e-06
SUWANNEE_P 2 | Gas/Oil:Combustion Turbine | DEF | DEF | 1.1355e-05 | 1.496e-05 | 1.2358e-05 | 1.8241e-05 | 1.2771e-05 | 1.7686e-05 | 1.8364e-05 | 1.9727e-05 | 1.5532e-05 | 1.6002e-05 | 1.5822e-05 | 7.2698e-06
SUWANNEE_P 3 | Gas/Oil:Combustion Turbine | DEF | DEF | 2.0653e-05 | 2.6556e-05 | 2.4633e-05 | 2.6401e-05 | 2.2512e-05 | 2.511e-05 | 2.2177e-05 | 2.6464e-05 | 2.0985e-05 | 2.0784e-05 | 2.1316e-05 | 9.702e-06
Tigerbay 1 | Gas/Oil:Combined Cycle | DEF | DEF | 0.0010466 | 0.00096452 | 0.00089465 | 0.0010446 | 0.00094661 | 0.00097656 | 0.00078494 | 0.00076534 | 0.00058687 | 0.00058649 | 0.0004205 | 0.0006472 | 7.5726e-05
U OF FL 1 | Gas/Oil:Combustion Turbine | DEF | DEF | 2023: 0.00036155; 2024: 0.00036293; 2025: 0.00035938; 2026: 0.00035783; 2027: 0.0003001
Total |  |  |  | 0.48965 | 0.61105 | 0.62562 | 0.54785 | 0.5972 | 0.84003 | 0.8016 | 1.0799 | 1.5667 | 1.4459 | 1.4442 | 0.60614 | 0.035941 | 0.034814 | 0.041695 | 0.039068 | 0.031908 | 0.029761 | 0.028867
Group Totals
Resource | Type | BA | Area | 2023 | 2024 | 2025 | 2026 | 2027 | 2028 | 2029 | 2030 | 2031 | 2032 | 2033 | 2034 | 2035 | 2036 | 2037 | 2038 | 2039 | 2040 | 2041
Total | Coal:Conventional | DEF | DEF | 0.45709 | 0.57562 | 0.59199 | 0.51177 | 0.56546 | 0.80574 | 0.75155 | 1.0384 | 1.5361 | 1.4159 | 1.4091 | 0.57463
Total | Gas/Oil:Combined Cycle | DEF | DEF | 0.028158 | 0.029122 | 0.029099 | 0.029143 | 0.028747 | 0.02802 | 0.028481 | 0.027996 | 0.026337 | 0.026476 | 0.026635 | 0.027861 | 0.028671 | 0.029362 | 0.030315 | 0.029442 | 0.028786 | 0.027327 | 0.027173
Total | Gas/Oil:Combustion Turbine | DEF | DEF | 0.002159 | 0.0039026 | 0.0034077 | 0.0051786 | 0.0013499 | 0.0045211 | 0.020183 | 0.012422 | 0.003343 | 0.0025449 | 0.0075291 | 0.0025 | 0.0058 | 0.0039155 | 0.0093904 | 0.0083021 | 0.0020138 | 0.0017588 | 0.0011066
Total | Gas/Oil:Steam Turbine | DEF | DEF | 0.0022434 | 0.0024027 | 0.0011248 | 0.0017539 | 0.0016414 | 0.0017525 | 0.0013859 | 0.0011581 | 0.00093974 | 0.00093497 | 0.00086717 | 0.0011479 | 0.0014702 | 0.0015361 | 0.0019893 | 0.0013237 | 0.0011081 | 0.0006753 | 0.00058779
Battery Case
Resource | Type | BA | Area | 2023 | 2024 | 2025 | 2026 | 2027 | 2028 | 2029 | 2030 | 2031 | 2032 | 2033 | 2034 | 2035 | 2036 | 2037 | 2038 | 2039 | 2040 | 2041
Anclote 1 | Gas/Oil:Steam Turbine | DEF | DEF | 0.0012258 | 0.0014246 | 0.00059877 | 0.0010326 | 0.0010006 | 0.00088636 | 0.00074523 | 0.00069399 | 0.00043535 | 0.00050357 | 0.00046277 | 0.00068924 | 0.0008343 | 0.00084336 | 0.0011491 | 0.00085432 | 0.0009456 | 0.00050298 | 0.00048437
Anclote 2 | Gas/Oil:Steam Turbine | DEF | DEF | 0.0010278 | 0.00097811 | 0.00052607 | 0.00069117 | 0.00070803 | 0.00079601 | 0.00054505 | 0.00046667 | 0.00052327 | 0.00044411 | 0.00041481 | 0.00049045 | 0.00066878 | 0.0007374 | 0.00086761 | 0.00047287 | 0.00023907 | 0.00019091 | 0.00015923
Bartow CC 1 0 | Gas/Oil:Combined Cycle | DEF | DEF | 0.0054017 | 0.0051261 | 0.0055145 | 0.0054323 | 0.0051008 | 0.0051279 | 0.0055919 | 0.0057006 | 0.0058897 | 0.0059769 | 0.0058936 | 0.0063035 | 0.0065998 | 0.0068816 | 0.0063554 | 0.0070559 | 0.0072505 | 0.0073228 | 0.0070192
Bartow CC 1 PAG | Gas/Oil:Combined Cycle | DEF | DEF | 0.00017683 | 0.00016804 | 0.00012205 | 0.00013152 | 0.00012049 | 0.00011817 | 0.00011692 | 8.7599e-05 | 7.3346e-05 | 7.7318e-05 | 6.7829e-05 | 0.00011278 | 0.00013482 | 0.00013314 | 0.0001487 | 0.00013432 | 0.0001505 | 0.00013117 | 0.00012892
BARTOW_P 1 | Gas/Oil:Combustion Turbine | DEF | DEF | 2026: 0.00015211
BARTOW_P 2 | Gas/Oil:Combustion Turbine | DEF | DEF | 2.2062e-06 | 3.3032e-06 | 3.0784e-06 | 3.181e-06 | 2.1321e-06 | 4.4196e-06 | 4.445e-06 | 5.4058e-06 | 3.7173e-06 | 3.7288e-06 | 4.1379e-06 | 1.8263e-06
BARTOW_P 3 | Gas/Oil:Combustion Turbine | DEF | DEF | 2026: 0.00017022; 2027: 7.9851e-05
BARTOW_P 4 | Gas/Oil:Combustion Turbine | DEF | DEF | 3.3081e-06 | 4.0857e-06 | 7.7595e-06 | 9.4786e-06 | 4.1849e-06 | 7.2019e-06 | 9.739e-06 | 8.3937e-06 | 7.3229e-06 | 6.3695e-06 | 5.7273e-06 | 4.1458e-06
BAYBORO_P 1 | Gas/Oil:Combustion Turbine | DEF | DEF | 2024: 0.00021269
BAYBORO_P 2 | Gas/Oil:Combustion Turbine | DEF | DEF | 2023: 4.0092e-05; 2024: 4.0092e-05; 2025: 4.7982e-05
BAYBORO_P 4 | Gas/Oil:Combustion Turbine | DEF | DEF | 2024: 4.6888e-05
Citrus CC 1 | Gas/Oil:Combined Cycle | DEF | DEF | 0.0046738 | 0.0047997 | 0.0044583 | 0.0048714 | 0.0047907 | 0.0042825 | 0.0046714 | 0.0046573 | 0.004423 | 0.0046292 | 0.0046677 | 0.0047492 | 0.0047482 | 0.0048841 | 0.0046757 | 0.0049553 | 0.0049955 | 0.0046853 | 0.0049564
Citrus CC 1 Duct | Gas/Oil:Combined Cycle | DEF | DEF | 0.00021805 | 0.00021894 | 0.00014741 | 0.00016457 | 0.00015148 | 0.00014015 | 0.00013956 | 0.00010629 | 8.6499e-05 | 9.3512e-05 | 9.5488e-05 | 0.0001343 | 0.00016682 | 0.00017303 | 0.00019559 | 0.00016416 | 0.00018996 | 0.00015952 | 0.00018293
Citrus CC 2 | Gas/Oil:Combined Cycle | DEF | DEF | 0.0046543 | 0.004785 | 0.0047501 | 0.0045126 | 0.0049043 | 0.0042847 | 0.0047668 | 0.0047779 | 0.0043596 | 0.0046531 | 0.004678 | 0.0047871 | 0.0047908 | 0.0048728 | 0.0046624 | 0.0048914 | 0.0050542 | 0.004467 | 0.005072
Citrus CC 2 Duct | Gas/Oil:Combined Cycle | DEF | DEF | 0.00020663 | 0.00022618 | 0.00015849 | 0.00012962 | 0.00014445 | 0.00013438 | 0.00014249 | 9.7366e-05 | 8.1935e-05 | 8.4691e-05 | 8.6578e-05 | 0.00012766 | 0.00015568 | 0.00017057 | 0.00017196 | 0.00015 | 0.00017755 | 0.00016027 | 0.00016606
Crystal 4 | Coal:Conventional | DEF | DEF | 0.27692 | 0.28879 | 0.30153 | 0.25973 | 0.30628 | 0.40123 | 0.42644 | 0.52206 | 0.81273 | 0.64158 | 0.74605 | 0.29207
Crystal 5 | Coal:Conventional | DEF | DEF | 0.17831 | 0.28683 | 0.29046 | 0.2538 | 0.22629 | 0.38203 | 0.32289 | 0.53022 | 0.66699 | 0.76214 | 0.69273 | 0.25792
DEBARY 10 | Gas/Oil:Combustion Turbine | DEF | DEF | 2025: 0.00016288; 2026: 0.00016882; 2027: 0.000252; 2028: 0.0010064; 2029: 0.0031429; 2030: 0.0019993; 2033: 0.00090311; 2034: 0.00077675; 2035: 0.0019395
DEBARY 2 | Gas/Oil:Combustion Turbine | DEF | DEF | 2024: 0.00024027
DEBARY 3 | Gas/Oil:Combustion Turbine | DEF | DEF | 2025: 0.00018641; 2026: 0.00021019; 2027: 0.00022556
DEBARY 4 | Gas/Oil:Combustion Turbine | DEF | DEF | 2024: 0.00012221; 2025: 0.00022751; 2026: 0.00045549
DEBARY 5 | Gas/Oil:Combustion Turbine | DEF | DEF | 2024: 0.00013856
DEBARY 6 | Gas/Oil:Combustion Turbine | DEF | DEF | 2023: 0.00014717; 2024: 0.00028246; 2025: 4.2808e-05; 2026: 0.00045712; 2027: 0.00015743
DEBARY 7 | Gas/Oil:Combustion Turbine | DEF | DEF | 2.3217e-05 | 2.0748e-05 | 2.9471e-05 | 2.5207e-05 | 1.9376e-05 | 2.3339e-05 | 2.6419e-05 | 2.6268e-05 | 1.796e-05 | 1.7159e-05 | 1.5417e-05 | 2.1776e-05 | 1.807e-05 | 4.331e-06
DEBARY 8 | Gas/Oil:Combustion Turbine | DEF | DEF | 2.6081e-05 | 3.5648e-05 | 3.4106e-05 | 3.0168e-05 | 1.9353e-05 | 2.738e-05 | 2.4439e-05 | 2.5755e-05 | 2.161e-05 | 2.4853e-05 | 1.995e-05 | 2.6814e-05 | 2.0831e-05 | 9.9628e-06
DEBARY 9 | Gas/Oil:Combustion Turbine | DEF | DEF | 3.4363e-05 | 3.8965e-05 | 3.2325e-05 | 2.5667e-05 | 2.1576e-05 | 2.8394e-05 | 2.8079e-05 | 3.0268e-05 | 2.3204e-05 | 2.3249e-05 | 2.0497e-05 | 3.0043e-05 | 3.3827e-05 | 6.6574e-06
Gen 190MW CT | Gas/Oil:Combustion Turbine | DEF | DEF | 2034: 1.8562e-05; 2035: 7.4172e-05; 2036: 0.00042765; 2037: 0.00048148; 2038: 0.00033204; 2039: 0.00076392; 2040: 0.00080947; 2041: 0.00054597
Gen 190MW CT Ave | Gas/Oil:Combustion Turbine | DEF | DEF | 2039: 0.00019596; 2040: 0.00025434; 2041: 0.00021769
Hines CC 1 | Gas/Oil:Combined Cycle | DEF | DEF | 0.0024008 | 0.0023893 | 0.0024287 | 0.0018551 | 0.0019421 | 0.0016916 | 0.0017255 | 0.0013823 | 0.00097883 | 0.00081846 | 0.0009697 | 0.0011593 | 0.0015448 | 0.0014832 | 0.002122 | 0.0014909 | 0.00038709
Hines CC 2 | Gas/Oil:Combined Cycle | DEF | DEF | 0.0024643 | 0.0026126 | 0.0026301 | 0.0028252 | 0.0025366 | 0.0026551 | 0.0022716 | 0.002397 | 0.0021479 | 0.0018565 | 0.0017241 | 0.0020727 | 0.0023508 | 0.0022368 | 0.0026103 | 0.0023017 | 0.002018 | 0.0022148 | 0.0019901
Hines CC 3 | Gas/Oil:Combined Cycle | DEF | DEF | 0.0026106 | 0.0025927 | 0.0024505 | 0.0025006 | 0.0029138 | 0.0027039 | 0.0027905 | 0.0024033 | 0.0027172 | 0.0024439 | 0.0026434 | 0.0025137 | 0.0028095 | 0.002704 | 0.003215 | 0.0026352 | 0.0027185 | 0.0024975 | 0.0026181
Hines CC 4 | Gas/Oil:Combined Cycle | DEF | DEF | 0.0023476 | 0.0026518 | 0.0020289 | 0.0022904 | 0.0021012 | 0.0025938 | 0.0024257 | 0.0025565 | 0.002125 | 0.0025052 | 0.0024246 | 0.0025051 | 0.0023677 | 0.0027768 | 0.0027262 | 0.0027732 | 0.002688 | 0.0027222 | 0.0023846
INT CITY 1 | Gas/Oil:Combustion Turbine | DEF | DEF | 2024: 0.00010376; 2025: 5.3459e-05; 2026: 0.00012198; 2027: 0.000238; 2028: 0.00038289; 2029: 0.0014955; 2030: 0.00062202; 2031: 0.00050981; 2032: 0.00022117; 2033: 0.00067003; 2034: 0.00021994
INT CITY 10 | Gas/Oil:Combustion Turbine | DEF | DEF | 8.2468e-06 | 1.7574e-05 | 1.5852e-05 | 9.7383e-06 | 7.9518e-06 | 1.0334e-05 | 1.6626e-05 | 1.5211e-05 | 1.1205e-05 | 7.4193e-06 | 9.5626e-06 | 1.4566e-05 | 2.1089e-05 | 2.6577e-05 | 4.6224e-05 | 9.2242e-06
INT CITY 11 | Gas/Oil:Combustion Turbine | DEF | DEF | 0.00029834 | 0.00057063 | 0.0011195 | 0.0014709 | 0.00050544 | 0.0022762 | 0.0052294 | 0.0036656 | 0.0011146 | 0.0010441 | 0.0030669 | 0.0012833 | 0.0032557 | 0.004315 | 0.0093218 | 0.0063227 | 0.00079855 | 0.00070188 | 0.00056805
INT CITY 12 | Gas/Oil:Combustion Turbine | DEF | DEF | 1.0524e-05 | 1.0458e-05 | 1.1306e-05 | 7.6242e-06 | 5.7166e-06 | 7.9111e-06 | 1.5868e-05 | 1.1861e-05 | 8.3205e-06 | 3.625e-06 | 6.9347e-06 | 1.5205e-05 | 1.3953e-05 | 2.9956e-05 | 4.2424e-05 | 3.8353e-05 | 5.8036e-06 | 3.8788e-06 | 8.2772e-06
INT CITY 13 | Gas/Oil:Combustion Turbine | DEF | DEF | 1.5962e-05 | 1.7568e-05 | 1.6028e-05 | 1.4267e-05 | 1.4751e-05 | 1.3969e-05 | 2.009e-05 | 1.0582e-05 | 9.678e-06 | 1.0501e-05 | 1.1556e-05 | 1.8084e-05 | 2.2612e-05 | 3.4961e-05 | 5.7518e-05 | 5.1551e-05 | 1.321e-05 | 1.2722e-05 | 1.0161e-05
INT CITY 14 | Gas/Oil:Combustion Turbine | DEF | DEF | 2.0752e-05 | 2.0809e-05 | 2.2174e-05 | 2.1195e-05 | 1.0312e-05 | 1.9014e-05 | 1.671e-05 | 1.7493e-05 | 9.9659e-06 | 8.8763e-06 | 1.0556e-05 | 2.205e-05 | 2.1605e-05 | 3.9283e-05 | 7.1463e-05 | 5.5645e-05 | 1.4664e-05 | 1.4815e-05 | 2.0101e-05
INT CITY 2 | Gas/Oil:Combustion Turbine | DEF | DEF | 2028: 0.00021504; 2029: 0.00044785; 2030: 0.00093148; 2031: 0.00026234; 2032: 0.00011169; 2033: 0.00050278
INT CITY 3 | Gas/Oil:Combustion Turbine | DEF | DEF | 2024: 0.00010521; 2025: 5.2605e-05; 2026: 0.00015308; 2027: 0.00018111; 2028: 0.00042155; 2029: 0.001173; 2030: 0.0010235; 2031: 0.00042071; 2032: 0.00012669; 2033: 0.0006203; 2034: 0.00011583
INT CITY 4 | Gas/Oil:Combustion Turbine | DEF | DEF | 2024: 0.00010808; 2025: 0.00015985; 2026: 0.00032805; 2027: 0.00024409; 2028: 0.0004459; 2029: 0.0014891; 2030: 0.0011368; 2031: 0.00049809; 2032: 0.00025307; 2033: 0.00075629; 2034: 0.00014186
INT CITY 5 | Gas/Oil:Combustion Turbine | DEF | DEF | 2026: 0.00015406; 2028: 0.00028759; 2029: 0.00098494; 2030: 0.00088727; 2031: 0.00030478; 2032: 6.3955e-05; 2033: 0.00054549
INT CITY 6 | Gas/Oil:Combustion Turbine | DEF | DEF | 2024: 0.00030054; 2025: 0.00010393; 2026: 0.0004248; 2027: 0.00027748; 2028: 5.1965e-05; 2029: 0.0018509; 2030: 0.0014073; 2031: 0.00048704; 2032: 0.00018129; 2033: 0.0008058; 2034: 0.00017072
INT CITY 7 | Gas/Oil:Combustion Turbine | DEF | DEF | 3.3192e-05 | 4.6702e-05 | 4.0888e-05 | 3.2677e-05 | 2.3711e-05 | 2.708e-05 | 2.775e-05 | 2.9328e-05 | 2.6193e-05 | 2.2819e-05 | 2.0352e-05 | 3.3956e-05 | 4.1604e-05 | 5.2942e-05 | 7.0688e-05 | 2.7292e-05
INT CITY 8 | Gas/Oil:Combustion Turbine | DEF | DEF | 2.3777e-05 | 3.2191e-05 | 3.1103e-05 | 2.2664e-05 | 1.6659e-05 | 2.1507e-05 | 2.515e-05 | 2.5395e-05 | 1.8626e-05 | 1.8332e-05 | 1.6417e-05 | 3.452e-05 | 3.1873e-05 | 4.1379e-05 | 5.6163e-05 | 1.6972e-05
INT CITY 9 | Gas/Oil:Combustion Turbine | DEF | DEF | 1.8521e-05 | 3.5458e-05 | 2.9459e-05 | 2.2287e-05 | 1.5133e-05 | 2.1757e-05 | 2.7656e-05 | 2.2571e-05 | 1.8257e-05 | 1.4524e-05 | 1.4204e-05 | 3.3011e-05 | 3.4464e-05 | 4.2209e-05 | 5.5307e-05 | 1.9035e-05
NSG Vand CT 1 | Gas/Oil:Combustion Turbine | DEF | DEF | 2023: 0.00017268; 2024: 0.0001966; 2025: 0.00011897; 2026: 5.9027e-05; 2027: 2.5435e-05
NSG Vand CT 2 | Gas/Oil:Combustion Turbine | DEF | DEF | 2023: 0.0001843; 2024: 0.0002175; 2025: 0.00013155; 2026: 6.2805e-05; 2027: 2.6705e-05
NSG Vand CT 3 | Gas/Oil:Combustion Turbine | DEF | DEF | 2023: 0.00021343; 2024: 0.00022258; 2025: 0.00013308; 2026: 0.00011146; 2027: 2.8645e-05
NSG Vand CT 4 | Gas/Oil:Combustion Turbine | DEF | DEF | 2023: 0.00022933; 2024: 0.00027484; 2025: 0.00017863; 2026: 0.00013427; 2027: 2.8739e-05
Osprey 1 0 | Gas/Oil:Combined Cycle | DEF | DEF | 2023: 0.0012836; 2024: 0.0012467
Osprey 1 1 | Gas/Oil:Combined Cycle | DEF | DEF | 2023: 0.00060822; 2024: 0.00071319
Osprey 1 2 | Gas/Oil:Combined Cycle | DEF | DEF | 2023: 4.9555e-05; 2024: 5.5914e-05
OspreyAcq | Gas/Oil:Combined Cycle | DEF | DEF |  | 0.00056795 | 0.003425 | 0.0032934 | 0.0030855 | 0.0033065 | 0.0029949 | 0.003002 | 0.0029421 | 0.0027615 | 0.0028558 | 0.0027389 | 0.0028193 | 0.0029047 | 0.0032886 | 0.0027826 | 0.0030406 | 0.0028488 | 0.0025686
OspreyAcqDF | Gas/Oil:Combined Cycle | DEF | DEF |  | 3.4832e-06 | 9.0554e-05 | 0.00010182 | 7.972e-05 | 8.3384e-05 | 8.2044e-05 | 8.0989e-05 | 5.763e-05 | 5.432e-05 | 5.4891e-05 | 8.2633e-05 | 0.00010068 | 0.00010755 | 0.00012175 | 9.8285e-05 | 0.00011719 | 0.00010621 | 0.00010343
Shady Hills 1 | Gas/Oil:Combustion Turbine | DEF | DEF | 2023: 5.9084e-05; 2024: 4.4329e-06
Shady Hills 2 | Gas/Oil:Combustion Turbine | DEF | DEF | 2023: 5.2314e-05; 2024: 5.0823e-06
Shady Hills 3 | Gas/Oil:Combustion Turbine | DEF | DEF | 2023: 5.6644e-05; 2024: 1.592e-06
SUWANNEE_P 1 | Gas/Oil:Combustion Turbine | DEF | DEF | 1.3057e-05 | 2.0614e-05 | 1.8566e-05 | 1.8928e-05 | 1.2376e-05 | 1.5081e-05 | 1.7656e-05 | 2.2138e-05 | 1.8315e-05 | 1.5829e-05 | 1.7273e-05 | 7.9937e-06
SUWANNEE_P 2 | Gas/Oil:Combustion Turbine | DEF | DEF | 1.1067e-05 | 1.496e-05 | 1.2358e-05 | 1.7108e-05 | 9.4843e-06 | 1.5357e-05 | 1.6359e-05 | 1.9188e-05 | 1.5842e-05 | 1.5648e-05 | 1.5079e-05 | 7.0275e-06
SUWANNEE_P 3 | Gas/Oil:Combustion Turbine | DEF | DEF | 1.952e-05 | 2.6556e-05 | 2.4633e-05 | 2.6752e-05 | 1.8482e-05 | 2.3141e-05 | 2.3599e-05 | 2.5062e-05 | 2.0382e-05 | 2.0952e-05 | 2.0684e-05 | 9.4778e-06
Tigerbay 1 | Gas/Oil:Combined Cycle | DEF | DEF | 0.0010644 | 0.00096452 | 0.00089465 | 0.0010456 | 0.00090959 | 0.0009933 | 0.00082923 | 0.00069919 | 0.000578 | 0.0005465 | 0.00041981 | 0.00062146 | 7.596e-05
U OF FL 1 | Gas/Oil:Combustion Turbine | DEF | DEF | 2023: 0.00036162; 2024: 0.00036293; 2025: 0.00035938; 2026: 0.00035772; 2027: 0.00030024
Total |  |  |  | 0.48772 | 0.61105 | 0.62562 | 0.54969 | 0.56583 | 0.81842 | 0.79528 | 1.0934 | 1.511 | 1.4334 | 1.4743 | 0.58208 | 0.035697 | 0.03594 | 0.042513 | 0.037633 | 0.031764 | 0.029807 | 0.029204
Group Totals
Resource | Type | BA | Area | 2023 | 2024 | 2025 | 2026 | 2027 | 2028 | 2029 | 2030 | 2031 | 2032 | 2033 | 2034 | 2035 | 2036 | 2037 | 2038 | 2039 | 2040 | 2041
Total | Coal:Conventional | DEF | DEF | 0.45523 | 0.57562 | 0.59199 | 0.51353 | 0.53257 | 0.78326 | 0.74933 | 1.0523 | 1.4797 | 1.4037 | 1.4388 | 0.54999
Total | Gas/Oil:Combined Cycle | DEF | DEF | 0.02816 | 0.029122 | 0.029099 | 0.029154 | 0.028781 | 0.028115 | 0.028549 | 0.027948 | 0.026461 | 0.026501 | 0.026581 | 0.027908 | 0.028665 | 0.029328 | 0.030294 | 0.029433 | 0.028788 | 0.027316 | 0.02719
Total | Gas/Oil:Combustion Turbine | DEF | DEF | 0.0020788 | 0.0039026 | 0.0034077 | 0.005279 | 0.0027719 | 0.0053534 | 0.016114 | 0.011968 | 0.003828 | 0.0022158 | 0.0080791 | 0.0030075 | 0.0055293 | 0.0050309 | 0.010203 | 0.0068728 | 0.0017921 | 0.0017971 | 0.0013703
Total | Gas/Oil:Steam Turbine | DEF | DEF | 0.0022536 | 0.0024027 | 0.0011248 | 0.0017237 | 0.0017086 | 0.0016824 | 0.0012903 | 0.0011607 | 0.00095863 | 0.00094768 | 0.00087758 | 0.0011797 | 0.0015031 | 0.0015808 | 0.0020168 | 0.0013272 | 0.0011847 | 0.0006939 | 0.0006436

## SO2 Allow
SO2 Allowance Cost ($/Ton)
Base Case
Resource | Type | BA | Area | 2023 | 2024 | 2025 | 2026 | 2027 | 2028 | 2029 | 2030 | 2031 | 2032 | 2033 | 2034 | 2035 | 2036 | 2037 | 2038 | 2039 | 2040 | 2041
Anclote 1 | Gas/Oil:Steam Turbine | DEF | DEF | 0.4 | 0.4 | 0.4 | 0.4 | 0.4 | 0.4 | 0.408 | 0.4162 | 0.4245 | 0.433 | 0.4416 | 0.4505 | 0.4595 | 0.4687 | 0.478 | 0.4876 | 0.4973 | 0.5073 | 0.5174
Anclote 2 | Gas/Oil:Steam Turbine | DEF | DEF | 0.4 | 0.4 | 0.4 | 0.4 | 0.4 | 0.4 | 0.408 | 0.4162 | 0.4245 | 0.433 | 0.4416 | 0.4505 | 0.4595 | 0.4687 | 0.478 | 0.4876 | 0.4973 | 0.5073 | 0.5174
Bartow CC 1 0 | Gas/Oil:Combined Cycle | DEF | DEF | 0.4 | 0.4 | 0.4 | 0.4 | 0.4 | 0.4 | 0.408 | 0.4162 | 0.4245 | 0.433 | 0.4416 | 0.4505 | 0.4595 | 0.4687 | 0.478 | 0.4876 | 0.4973 | 0.5073 | 0.5174
Bartow CC 1 PAG | Gas/Oil:Combined Cycle | DEF | DEF | 0.4 | 0.4 | 0.4 | 0.4 | 0.4 | 0.4 | 0.408 | 0.4162 | 0.4245 | 0.433 | 0.4416 | 0.4505 | 0.4595 | 0.4687 | 0.478 | 0.4876 | 0.4973 | 0.5073 | 0.5174
BARTOW_P 1 | Gas/Oil:Combustion Turbine | DEF | DEF | 2026: 0.4
BARTOW_P 2 | Gas/Oil:Combustion Turbine | DEF | DEF | 0.4 | 0.4 | 0.4 | 0.4 | 0.4 | 0.4 | 0.408 | 0.4162 | 0.4245 | 0.433 | 0.4416 | 0.4505
BARTOW_P 3 | Gas/Oil:Combustion Turbine | DEF | DEF | 2026: 0.4
BARTOW_P 4 | Gas/Oil:Combustion Turbine | DEF | DEF | 0.4 | 0.4 | 0.4 | 0.4 | 0.4 | 0.4 | 0.408 | 0.4162 | 0.4245 | 0.433 | 0.4416 | 0.4505
BAYBORO_P 1 | Gas/Oil:Combustion Turbine | DEF | DEF | 2024: 0.4
BAYBORO_P 2 | Gas/Oil:Combustion Turbine | DEF | DEF | 2023: 0.4; 2024: 0.4; 2025: 0.4
BAYBORO_P 4 | Gas/Oil:Combustion Turbine | DEF | DEF | 2024: 0.4
Citrus CC 1 | Gas/Oil:Combined Cycle | DEF | DEF | 0.4 | 0.4 | 0.4 | 0.4 | 0.4 | 0.4 | 0.408 | 0.4162 | 0.4245 | 0.433 | 0.4416 | 0.4505 | 0.4595 | 0.4687 | 0.478 | 0.4876 | 0.4973 | 0.5073 | 0.5174
Citrus CC 1 Duct | Gas/Oil:Combined Cycle | DEF | DEF | 0.4 | 0.4 | 0.4 | 0.4 | 0.4 | 0.4 | 0.408 | 0.4162 | 0.4245 | 0.433 | 0.4416 | 0.4505 | 0.4595 | 0.4687 | 0.478 | 0.4876 | 0.4973 | 0.5073 | 0.5174
Citrus CC 2 | Gas/Oil:Combined Cycle | DEF | DEF | 0.4 | 0.4 | 0.4 | 0.4 | 0.4 | 0.4 | 0.408 | 0.4162 | 0.4245 | 0.433 | 0.4416 | 0.4505 | 0.4595 | 0.4687 | 0.478 | 0.4876 | 0.4973 | 0.5073 | 0.5174
Citrus CC 2 Duct | Gas/Oil:Combined Cycle | DEF | DEF | 0.4 | 0.4 | 0.4 | 0.4 | 0.4 | 0.4 | 0.408 | 0.4162 | 0.4245 | 0.433 | 0.4416 | 0.4505 | 0.4595 | 0.4687 | 0.478 | 0.4876 | 0.4973 | 0.5073 | 0.5174
Crystal 4 | Coal:Conventional | DEF | DEF | 0.4 | 0.4 | 0.4 | 0.4 | 0.4 | 0.4 | 0.408 | 0.4162 | 0.4245 | 0.433 | 0.4416 | 0.4505
Crystal 5 | Coal:Conventional | DEF | DEF | 0.4 | 0.4 | 0.4 | 0.4 | 0.4 | 0.4 | 0.408 | 0.4162 | 0.4245 | 0.433 | 0.4416 | 0.4505
DEBARY 10 | Gas/Oil:Combustion Turbine | DEF | DEF | 2025: 0.4; 2026: 0.4; 2028: 0.4; 2029: 0.408; 2030: 0.4162; 2032: 0.433; 2033: 0.4416; 2034: 0.4505; 2035: 0.4595
DEBARY 2 | Gas/Oil:Combustion Turbine | DEF | DEF | 2024: 0.4
DEBARY 3 | Gas/Oil:Combustion Turbine | DEF | DEF | 2025: 0.4; 2026: 0.4; 2027: 0.4
DEBARY 4 | Gas/Oil:Combustion Turbine | DEF | DEF | 2024: 0.4; 2025: 0.4; 2026: 0.4; 2027: 0.4
DEBARY 5 | Gas/Oil:Combustion Turbine | DEF | DEF | 2024: 0.4; 2027: 0.4
DEBARY 6 | Gas/Oil:Combustion Turbine | DEF | DEF | 2023: 0.4; 2024: 0.4; 2025: 0.4; 2026: 0.4; 2027: 0.4
DEBARY 7 | Gas/Oil:Combustion Turbine | DEF | DEF | 0.4 | 0.4 | 0.4 | 0.4 | 0.4 | 0.4 | 0.408 | 0.4162 | 0.4245 | 0.433 | 0.4416 | 0.4505 | 0.4595 | 0.4687
DEBARY 8 | Gas/Oil:Combustion Turbine | DEF | DEF | 0.4 | 0.4 | 0.4 | 0.4 | 0.4 | 0.4 | 0.408 | 0.4162 | 0.4245 | 0.433 | 0.4416 | 0.4505 | 0.4595 | 0.4687
DEBARY 9 | Gas/Oil:Combustion Turbine | DEF | DEF | 0.4 | 0.4 | 0.4 | 0.4 | 0.4 | 0.4 | 0.408 | 0.4162 | 0.4245 | 0.433 | 0.4416 | 0.4505 | 0.4595 | 0.4687
Gen 190MW CT | Gas/Oil:Combustion Turbine | DEF | DEF | 2034: 0.4505; 2035: 0.4595; 2036: 0.4687; 2037: 0.478; 2038: 0.4876; 2039: 0.4973; 2040: 0.5073; 2041: 0.5174
Gen 190MW CT Ave | Gas/Oil:Combustion Turbine | DEF | DEF | 2039: 0.4973; 2040: 0.5073; 2041: 0.5174
Hines CC 1 | Gas/Oil:Combined Cycle | DEF | DEF | 0.4 | 0.4 | 0.4 | 0.4 | 0.4 | 0.4 | 0.408 | 0.4162 | 0.4245 | 0.433 | 0.4416 | 0.4505 | 0.4595 | 0.4687 | 0.478 | 0.4876 | 0.4973
Hines CC 2 | Gas/Oil:Combined Cycle | DEF | DEF | 0.4 | 0.4 | 0.4 | 0.4 | 0.4 | 0.4 | 0.408 | 0.4162 | 0.4245 | 0.433 | 0.4416 | 0.4505 | 0.4595 | 0.4687 | 0.478 | 0.4876 | 0.4973 | 0.5073 | 0.5174
Hines CC 3 | Gas/Oil:Combined Cycle | DEF | DEF | 0.4 | 0.4 | 0.4 | 0.4 | 0.4 | 0.4 | 0.408 | 0.4162 | 0.4245 | 0.433 | 0.4416 | 0.4505 | 0.4595 | 0.4687 | 0.478 | 0.4876 | 0.4973 | 0.5073 | 0.5174
Hines CC 4 | Gas/Oil:Combined Cycle | DEF | DEF | 0.4 | 0.4 | 0.4 | 0.4 | 0.4 | 0.4 | 0.408 | 0.4162 | 0.4245 | 0.433 | 0.4416 | 0.4505 | 0.4595 | 0.4687 | 0.478 | 0.4876 | 0.4973 | 0.5073 | 0.5174
INT CITY 1 | Gas/Oil:Combustion Turbine | DEF | DEF | 2024: 0.4; 2025: 0.4; 2026: 0.4; 2027: 0.4; 2028: 0.4; 2029: 0.408; 2030: 0.4162; 2031: 0.4245; 2032: 0.433; 2033: 0.4416; 2034: 0.4505
INT CITY 10 | Gas/Oil:Combustion Turbine | DEF | DEF | 0.4 | 0.4 | 0.4 | 0.4 | 0.4 | 0.4 | 0.408 | 0.4162 | 0.4245 | 0.433 | 0.4416 | 0.4505 | 0.4595 | 0.4687 | 0.478 | 0.4876
INT CITY 11 | Gas/Oil:Combustion Turbine | DEF | DEF | 0.4 | 0.4 | 0.4 | 0.4 |  | 0.4 | 0.408 | 0.4162 | 0.4245 | 0.433 | 0.4416 | 0.4505 | 0.4595 | 0.4687 | 0.478 | 0.4876 | 0.4973 | 0.5073 | 0.5174
INT CITY 12 | Gas/Oil:Combustion Turbine | DEF | DEF | 0.4 | 0.4 | 0.4 | 0.4 | 0.4 | 0.4 | 0.408 | 0.4162 | 0.4245 | 0.433 | 0.4416 | 0.4505 | 0.4595 | 0.4687 | 0.478 | 0.4876 | 0.4973 | 0.5073 | 0.5174
INT CITY 13 | Gas/Oil:Combustion Turbine | DEF | DEF | 0.4 | 0.4 | 0.4 | 0.4 | 0.4 | 0.4 | 0.408 | 0.4162 | 0.4245 | 0.433 | 0.4416 | 0.4505 | 0.4595 | 0.4687 | 0.478 | 0.4876 | 0.4973 | 0.5073 | 0.5174
INT CITY 14 | Gas/Oil:Combustion Turbine | DEF | DEF | 0.4 | 0.4 | 0.4 | 0.4 | 0.4 | 0.4 | 0.408 | 0.4162 | 0.4245 | 0.433 | 0.4416 | 0.4505 | 0.4595 | 0.4687 | 0.478 | 0.4876 | 0.4973 | 0.5073 | 0.5174
INT CITY 2 | Gas/Oil:Combustion Turbine | DEF | DEF | 2028: 0.4; 2029: 0.408; 2030: 0.4162; 2031: 0.4245; 2032: 0.433; 2033: 0.4416
INT CITY 3 | Gas/Oil:Combustion Turbine | DEF | DEF | 2024: 0.4; 2025: 0.4; 2026: 0.4; 2028: 0.4; 2029: 0.408; 2030: 0.4162; 2031: 0.4245; 2032: 0.433; 2033: 0.4416; 2034: 0.4505
INT CITY 4 | Gas/Oil:Combustion Turbine | DEF | DEF | 2024: 0.4; 2025: 0.4; 2026: 0.4; 2027: 0.4; 2028: 0.4; 2029: 0.408; 2030: 0.4162; 2031: 0.4245; 2032: 0.433; 2033: 0.4416; 2034: 0.4505
INT CITY 5 | Gas/Oil:Combustion Turbine | DEF | DEF | 2026: 0.4; 2028: 0.4; 2029: 0.408; 2030: 0.4162; 2031: 0.4245; 2032: 0.433; 2033: 0.4416
INT CITY 6 | Gas/Oil:Combustion Turbine | DEF | DEF | 2024: 0.4; 2025: 0.4; 2026: 0.4; 2027: 0.4; 2028: 0.4; 2029: 0.408; 2030: 0.4162; 2031: 0.4245; 2032: 0.433; 2033: 0.4416; 2034: 0.4505
INT CITY 7 | Gas/Oil:Combustion Turbine | DEF | DEF | 0.4 | 0.4 | 0.4 | 0.4 | 0.4 | 0.4 | 0.408 | 0.4162 | 0.4245 | 0.433 | 0.4416 | 0.4505 | 0.4595 | 0.4687 | 0.478 | 0.4876
INT CITY 8 | Gas/Oil:Combustion Turbine | DEF | DEF | 0.4 | 0.4 | 0.4 | 0.4 | 0.4 | 0.4 | 0.408 | 0.4162 | 0.4245 | 0.433 | 0.4416 | 0.4505 | 0.4595 | 0.4687 | 0.478 | 0.4876
INT CITY 9 | Gas/Oil:Combustion Turbine | DEF | DEF | 0.4 | 0.4 | 0.4 | 0.4 | 0.4 | 0.4 | 0.408 | 0.4162 | 0.4245 | 0.433 | 0.4416 | 0.4505 | 0.4595 | 0.4687 | 0.478 | 0.4876
NSG Vand CT 1 | Gas/Oil:Combustion Turbine | DEF | DEF | 2023: 0.4; 2024: 0.4; 2025: 0.4; 2026: 0.4; 2027: 0.4
NSG Vand CT 2 | Gas/Oil:Combustion Turbine | DEF | DEF | 2023: 0.4; 2024: 0.4; 2025: 0.4; 2026: 0.4; 2027: 0.4
NSG Vand CT 3 | Gas/Oil:Combustion Turbine | DEF | DEF | 2023: 0.4; 2024: 0.4; 2025: 0.4; 2026: 0.4; 2027: 0.4
NSG Vand CT 4 | Gas/Oil:Combustion Turbine | DEF | DEF | 2023: 0.4; 2024: 0.4; 2025: 0.4; 2026: 0.4; 2027: 0.4
Osprey 1 0 | Gas/Oil:Combined Cycle | DEF | DEF | 2023: 0.4; 2024: 0.4
Osprey 1 1 | Gas/Oil:Combined Cycle | DEF | DEF | 2023: 0.4; 2024: 0.4
Osprey 1 2 | Gas/Oil:Combined Cycle | DEF | DEF | 2023: 0.4; 2024: 0.4
OspreyAcq | Gas/Oil:Combined Cycle | DEF | DEF |  | 0.4 | 0.4 | 0.4 | 0.4 | 0.4 | 0.408 | 0.4162 | 0.4245 | 0.433 | 0.4416 | 0.4505 | 0.4595 | 0.4687 | 0.478 | 0.4876 | 0.4973 | 0.5073 | 0.5174
OspreyAcqDF | Gas/Oil:Combined Cycle | DEF | DEF |  | 0.4 | 0.4 | 0.4 | 0.4 | 0.4 | 0.408 | 0.4162 | 0.4245 | 0.433 | 0.4416 | 0.4505 | 0.4595 | 0.4687 | 0.478 | 0.4876 | 0.4973 | 0.5073 | 0.5174
Shady Hills 1 | Gas/Oil:Combustion Turbine | DEF | DEF | 2023: 0.4; 2024: 0.4
Shady Hills 2 | Gas/Oil:Combustion Turbine | DEF | DEF | 2023: 0.4; 2024: 0.4
Shady Hills 3 | Gas/Oil:Combustion Turbine | DEF | DEF | 2023: 0.4; 2024: 0.4
SUWANNEE_P 1 | Gas/Oil:Combustion Turbine | DEF | DEF | 0.4 | 0.4 | 0.4 | 0.4 | 0.4 | 0.4 | 0.408 | 0.4162 | 0.4245 | 0.433 | 0.4416 | 0.4505
SUWANNEE_P 2 | Gas/Oil:Combustion Turbine | DEF | DEF | 0.4 | 0.4 | 0.4 | 0.4 | 0.4 | 0.4 | 0.408 | 0.4162 | 0.4245 | 0.433 | 0.4416 | 0.4505
SUWANNEE_P 3 | Gas/Oil:Combustion Turbine | DEF | DEF | 0.4 | 0.4 | 0.4 | 0.4 | 0.4 | 0.4 | 0.408 | 0.4162 | 0.4245 | 0.433 | 0.4416 | 0.4505
Tigerbay 1 | Gas/Oil:Combined Cycle | DEF | DEF | 0.4 | 0.4 | 0.4 | 0.4 | 0.4 | 0.4 | 0.408 | 0.4162 | 0.4245 | 0.433 | 0.4416 | 0.4505 | 0.4595
U OF FL 1 | Gas/Oil:Combustion Turbine | DEF | DEF | 2023: 0.4; 2024: 0.4; 2025: 0.4; 2026: 0.4; 2027: 0.4
Group Totals
Resource | Type | BA | Area | 2023 | 2024 | 2025 | 2026 | 2027 | 2028 | 2029 | 2030 | 2031 | 2032 | 2033 | 2034 | 2035 | 2036 | 2037 | 2038 | 2039 | 2040 | 2041
Total | Coal:Conventional | DEF | DEF | 0.4 | 0.4 | 0.4 | 0.4 | 0.4 | 0.4 | 0.408 | 0.4162 | 0.4245 | 0.433 | 0.4416 | 0.4505
Total | Gas/Oil:Combined Cycle | DEF | DEF | 0.4 | 0.4 | 0.4 | 0.4 | 0.4 | 0.4 | 0.408 | 0.4162 | 0.4245 | 0.433 | 0.4416 | 0.4505 | 0.4595 | 0.4687 | 0.478 | 0.4876 | 0.4973 | 0.5073 | 0.5174
Total | Gas/Oil:Combustion Turbine | DEF | DEF | 0.4 | 0.4 | 0.4 | 0.4 | 0.4 | 0.4 | 0.408 | 0.4162 | 0.4245 | 0.433 | 0.4416 | 0.4505 | 0.4595 | 0.4687 | 0.478 | 0.4876 | 0.4973 | 0.5073 | 0.5174
Total | Gas/Oil:Steam Turbine | DEF | DEF | 0.4 | 0.4 | 0.4 | 0.4 | 0.4 | 0.4 | 0.408 | 0.4162 | 0.4245 | 0.433 | 0.4416 | 0.4505 | 0.4595 | 0.4687 | 0.478 | 0.4876 | 0.4973 | 0.5073 | 0.5174
Battery Case
Resource | Type | BA | Area | 2023 | 2024 | 2025 | 2026 | 2027 | 2028 | 2029 | 2030 | 2031 | 2032 | 2033 | 2034 | 2035 | 2036 | 2037 | 2038 | 2039 | 2040 | 2041
Anclote 1 | Gas/Oil:Steam Turbine | DEF | DEF | 0.4 | 0.4 | 0.4 | 0.4 | 0.4 | 0.4 | 0.408 | 0.4162 | 0.4245 | 0.433 | 0.4416 | 0.4505 | 0.4595 | 0.4687 | 0.478 | 0.4876 | 0.4973 | 0.5073 | 0.5174
Anclote 2 | Gas/Oil:Steam Turbine | DEF | DEF | 0.4 | 0.4 | 0.4 | 0.4 | 0.4 | 0.4 | 0.408 | 0.4162 | 0.4245 | 0.433 | 0.4416 | 0.4505 | 0.4595 | 0.4687 | 0.478 | 0.4876 | 0.4973 | 0.5073 | 0.5174
Bartow CC 1 0 | Gas/Oil:Combined Cycle | DEF | DEF | 0.4 | 0.4 | 0.4 | 0.4 | 0.4 | 0.4 | 0.408 | 0.4162 | 0.4245 | 0.433 | 0.4416 | 0.4505 | 0.4595 | 0.4687 | 0.478 | 0.4876 | 0.4973 | 0.5073 | 0.5174
Bartow CC 1 PAG | Gas/Oil:Combined Cycle | DEF | DEF | 0.4 | 0.4 | 0.4 | 0.4 | 0.4 | 0.4 | 0.408 | 0.4162 | 0.4245 | 0.433 | 0.4416 | 0.4505 | 0.4595 | 0.4687 | 0.478 | 0.4876 | 0.4973 | 0.5073 | 0.5174
BARTOW_P 1 | Gas/Oil:Combustion Turbine | DEF | DEF | 2026: 0.4
BARTOW_P 2 | Gas/Oil:Combustion Turbine | DEF | DEF | 0.4 | 0.4 | 0.4 | 0.4 | 0.4 | 0.4 | 0.408 | 0.4162 | 0.4245 | 0.433 | 0.4416 | 0.4505
BARTOW_P 3 | Gas/Oil:Combustion Turbine | DEF | DEF | 2026: 0.4; 2027: 0.4
BARTOW_P 4 | Gas/Oil:Combustion Turbine | DEF | DEF | 0.4 | 0.4 | 0.4 | 0.4 | 0.4 | 0.4 | 0.408 | 0.4162 | 0.4245 | 0.433 | 0.4416 | 0.4505
BAYBORO_P 1 | Gas/Oil:Combustion Turbine | DEF | DEF | 2024: 0.4
BAYBORO_P 2 | Gas/Oil:Combustion Turbine | DEF | DEF | 2023: 0.4; 2024: 0.4; 2025: 0.4
BAYBORO_P 4 | Gas/Oil:Combustion Turbine | DEF | DEF | 2024: 0.4
Citrus CC 1 | Gas/Oil:Combined Cycle | DEF | DEF | 0.4 | 0.4 | 0.4 | 0.4 | 0.4 | 0.4 | 0.408 | 0.4162 | 0.4245 | 0.433 | 0.4416 | 0.4505 | 0.4595 | 0.4687 | 0.478 | 0.4876 | 0.4973 | 0.5073 | 0.5174
Citrus CC 1 Duct | Gas/Oil:Combined Cycle | DEF | DEF | 0.4 | 0.4 | 0.4 | 0.4 | 0.4 | 0.4 | 0.408 | 0.4162 | 0.4245 | 0.433 | 0.4416 | 0.4505 | 0.4595 | 0.4687 | 0.478 | 0.4876 | 0.4973 | 0.5073 | 0.5174
Citrus CC 2 | Gas/Oil:Combined Cycle | DEF | DEF | 0.4 | 0.4 | 0.4 | 0.4 | 0.4 | 0.4 | 0.408 | 0.4162 | 0.4245 | 0.433 | 0.4416 | 0.4505 | 0.4595 | 0.4687 | 0.478 | 0.4876 | 0.4973 | 0.5073 | 0.5174
Citrus CC 2 Duct | Gas/Oil:Combined Cycle | DEF | DEF | 0.4 | 0.4 | 0.4 | 0.4 | 0.4 | 0.4 | 0.408 | 0.4162 | 0.4245 | 0.433 | 0.4416 | 0.4505 | 0.4595 | 0.4687 | 0.478 | 0.4876 | 0.4973 | 0.5073 | 0.5174
Crystal 4 | Coal:Conventional | DEF | DEF | 0.4 | 0.4 | 0.4 | 0.4 | 0.4 | 0.4 | 0.408 | 0.4162 | 0.4245 | 0.433 | 0.4416 | 0.4505
Crystal 5 | Coal:Conventional | DEF | DEF | 0.4 | 0.4 | 0.4 | 0.4 | 0.4 | 0.4 | 0.408 | 0.4162 | 0.4245 | 0.433 | 0.4416 | 0.4505
DEBARY 10 | Gas/Oil:Combustion Turbine | DEF | DEF | 2025: 0.4; 2026: 0.4; 2027: 0.4; 2028: 0.4; 2029: 0.408; 2030: 0.4162; 2033: 0.4416; 2034: 0.4505; 2035: 0.4595
DEBARY 2 | Gas/Oil:Combustion Turbine | DEF | DEF | 2024: 0.4
DEBARY 3 | Gas/Oil:Combustion Turbine | DEF | DEF | 2025: 0.4; 2026: 0.4; 2027: 0.4
DEBARY 4 | Gas/Oil:Combustion Turbine | DEF | DEF | 2024: 0.4; 2025: 0.4; 2026: 0.4
DEBARY 5 | Gas/Oil:Combustion Turbine | DEF | DEF | 2024: 0.4
DEBARY 6 | Gas/Oil:Combustion Turbine | DEF | DEF | 2023: 0.4; 2024: 0.4; 2025: 0.4; 2026: 0.4; 2027: 0.4
DEBARY 7 | Gas/Oil:Combustion Turbine | DEF | DEF | 0.4 | 0.4 | 0.4 | 0.4 | 0.4 | 0.4 | 0.408 | 0.4162 | 0.4245 | 0.433 | 0.4416 | 0.4505 | 0.4595 | 0.4687
DEBARY 8 | Gas/Oil:Combustion Turbine | DEF | DEF | 0.4 | 0.4 | 0.4 | 0.4 | 0.4 | 0.4 | 0.408 | 0.4162 | 0.4245 | 0.433 | 0.4416 | 0.4505 | 0.4595 | 0.4687
DEBARY 9 | Gas/Oil:Combustion Turbine | DEF | DEF | 0.4 | 0.4 | 0.4 | 0.4 | 0.4 | 0.4 | 0.408 | 0.4162 | 0.4245 | 0.433 | 0.4416 | 0.4505 | 0.4595 | 0.4687
Gen 190MW CT | Gas/Oil:Combustion Turbine | DEF | DEF | 2034: 0.4505; 2035: 0.4595; 2036: 0.4687; 2037: 0.478; 2038: 0.4876; 2039: 0.4973; 2040: 0.5073; 2041: 0.5174
Gen 190MW CT Ave | Gas/Oil:Combustion Turbine | DEF | DEF | 2039: 0.4973; 2040: 0.5073; 2041: 0.5174
Hines CC 1 | Gas/Oil:Combined Cycle | DEF | DEF | 0.4 | 0.4 | 0.4 | 0.4 | 0.4 | 0.4 | 0.408 | 0.4162 | 0.4245 | 0.433 | 0.4416 | 0.4505 | 0.4595 | 0.4687 | 0.478 | 0.4876 | 0.4973
Hines CC 2 | Gas/Oil:Combined Cycle | DEF | DEF | 0.4 | 0.4 | 0.4 | 0.4 | 0.4 | 0.4 | 0.408 | 0.4162 | 0.4245 | 0.433 | 0.4416 | 0.4505 | 0.4595 | 0.4687 | 0.478 | 0.4876 | 0.4973 | 0.5073 | 0.5174
Hines CC 3 | Gas/Oil:Combined Cycle | DEF | DEF | 0.4 | 0.4 | 0.4 | 0.4 | 0.4 | 0.4 | 0.408 | 0.4162 | 0.4245 | 0.433 | 0.4416 | 0.4505 | 0.4595 | 0.4687 | 0.478 | 0.4876 | 0.4973 | 0.5073 | 0.5174
Hines CC 4 | Gas/Oil:Combined Cycle | DEF | DEF | 0.4 | 0.4 | 0.4 | 0.4 | 0.4 | 0.4 | 0.408 | 0.4162 | 0.4245 | 0.433 | 0.4416 | 0.4505 | 0.4595 | 0.4687 | 0.478 | 0.4876 | 0.4973 | 0.5073 | 0.5174
INT CITY 1 | Gas/Oil:Combustion Turbine | DEF | DEF | 2024: 0.4; 2025: 0.4; 2026: 0.4; 2027: 0.4; 2028: 0.4; 2029: 0.408; 2030: 0.4162; 2031: 0.4245; 2032: 0.433; 2033: 0.4416; 2034: 0.4505
INT CITY 10 | Gas/Oil:Combustion Turbine | DEF | DEF | 0.4 | 0.4 | 0.4 | 0.4 | 0.4 | 0.4 | 0.408 | 0.4162 | 0.4245 | 0.433 | 0.4416 | 0.4505 | 0.4595 | 0.4687 | 0.478 | 0.4876
INT CITY 11 | Gas/Oil:Combustion Turbine | DEF | DEF | 0.4 | 0.4 | 0.4 | 0.4 | 0.4 | 0.4 | 0.408 | 0.4162 | 0.4245 | 0.433 | 0.4416 | 0.4505 | 0.4595 | 0.4687 | 0.478 | 0.4876 | 0.4973 | 0.5073 | 0.5174
INT CITY 12 | Gas/Oil:Combustion Turbine | DEF | DEF | 0.4 | 0.4 | 0.4 | 0.4 | 0.4 | 0.4 | 0.408 | 0.4162 | 0.4245 | 0.433 | 0.4416 | 0.4505 | 0.4595 | 0.4687 | 0.478 | 0.4876 | 0.4973 | 0.5073 | 0.5174
INT CITY 13 | Gas/Oil:Combustion Turbine | DEF | DEF | 0.4 | 0.4 | 0.4 | 0.4 | 0.4 | 0.4 | 0.408 | 0.4162 | 0.4245 | 0.433 | 0.4416 | 0.4505 | 0.4595 | 0.4687 | 0.478 | 0.4876 | 0.4973 | 0.5073 | 0.5174
INT CITY 14 | Gas/Oil:Combustion Turbine | DEF | DEF | 0.4 | 0.4 | 0.4 | 0.4 | 0.4 | 0.4 | 0.408 | 0.4162 | 0.4245 | 0.433 | 0.4416 | 0.4505 | 0.4595 | 0.4687 | 0.478 | 0.4876 | 0.4973 | 0.5073 | 0.5174
INT CITY 2 | Gas/Oil:Combustion Turbine | DEF | DEF | 2028: 0.4; 2029: 0.408; 2030: 0.4162; 2031: 0.4245; 2032: 0.433; 2033: 0.4416
INT CITY 3 | Gas/Oil:Combustion Turbine | DEF | DEF | 2024: 0.4; 2025: 0.4; 2026: 0.4; 2027: 0.4; 2028: 0.4; 2029: 0.408; 2030: 0.4162; 2031: 0.4245; 2032: 0.433; 2033: 0.4416; 2034: 0.4505
INT CITY 4 | Gas/Oil:Combustion Turbine | DEF | DEF | 2024: 0.4; 2025: 0.4; 2026: 0.4; 2027: 0.4; 2028: 0.4; 2029: 0.408; 2030: 0.4162; 2031: 0.4245; 2032: 0.433; 2033: 0.4416; 2034: 0.4505
INT CITY 5 | Gas/Oil:Combustion Turbine | DEF | DEF | 2026: 0.4; 2028: 0.4; 2029: 0.408; 2030: 0.4162; 2031: 0.4245; 2032: 0.433; 2033: 0.4416
INT CITY 6 | Gas/Oil:Combustion Turbine | DEF | DEF | 2024: 0.4; 2025: 0.4; 2026: 0.4; 2027: 0.4; 2028: 0.4; 2029: 0.408; 2030: 0.4162; 2031: 0.4245; 2032: 0.433; 2033: 0.4416; 2034: 0.4505
INT CITY 7 | Gas/Oil:Combustion Turbine | DEF | DEF | 0.4 | 0.4 | 0.4 | 0.4 | 0.4 | 0.4 | 0.408 | 0.4162 | 0.4245 | 0.433 | 0.4416 | 0.4505 | 0.4595 | 0.4687 | 0.478 | 0.4876
INT CITY 8 | Gas/Oil:Combustion Turbine | DEF | DEF | 0.4 | 0.4 | 0.4 | 0.4 | 0.4 | 0.4 | 0.408 | 0.4162 | 0.4245 | 0.433 | 0.4416 | 0.4505 | 0.4595 | 0.4687 | 0.478 | 0.4876
INT CITY 9 | Gas/Oil:Combustion Turbine | DEF | DEF | 0.4 | 0.4 | 0.4 | 0.4 | 0.4 | 0.4 | 0.408 | 0.4162 | 0.4245 | 0.433 | 0.4416 | 0.4505 | 0.4595 | 0.4687 | 0.478 | 0.4876
NSG Vand CT 1 | Gas/Oil:Combustion Turbine | DEF | DEF | 2023: 0.4; 2024: 0.4; 2025: 0.4; 2026: 0.4; 2027: 0.4
NSG Vand CT 2 | Gas/Oil:Combustion Turbine | DEF | DEF | 2023: 0.4; 2024: 0.4; 2025: 0.4; 2026: 0.4; 2027: 0.4
NSG Vand CT 3 | Gas/Oil:Combustion Turbine | DEF | DEF | 2023: 0.4; 2024: 0.4; 2025: 0.4; 2026: 0.4; 2027: 0.4
NSG Vand CT 4 | Gas/Oil:Combustion Turbine | DEF | DEF | 2023: 0.4; 2024: 0.4; 2025: 0.4; 2026: 0.4; 2027: 0.4
Osprey 1 0 | Gas/Oil:Combined Cycle | DEF | DEF | 2023: 0.4; 2024: 0.4
Osprey 1 1 | Gas/Oil:Combined Cycle | DEF | DEF | 2023: 0.4; 2024: 0.4
Osprey 1 2 | Gas/Oil:Combined Cycle | DEF | DEF | 2023: 0.4; 2024: 0.4
OspreyAcq | Gas/Oil:Combined Cycle | DEF | DEF |  | 0.4 | 0.4 | 0.4 | 0.4 | 0.4 | 0.408 | 0.4162 | 0.4245 | 0.433 | 0.4416 | 0.4505 | 0.4595 | 0.4687 | 0.478 | 0.4876 | 0.4973 | 0.5073 | 0.5174
OspreyAcqDF | Gas/Oil:Combined Cycle | DEF | DEF |  | 0.4 | 0.4 | 0.4 | 0.4 | 0.4 | 0.408 | 0.4162 | 0.4245 | 0.433 | 0.4416 | 0.4505 | 0.4595 | 0.4687 | 0.478 | 0.4876 | 0.4973 | 0.5073 | 0.5174
Shady Hills 1 | Gas/Oil:Combustion Turbine | DEF | DEF | 2023: 0.4; 2024: 0.4
Shady Hills 2 | Gas/Oil:Combustion Turbine | DEF | DEF | 2023: 0.4; 2024: 0.4
Shady Hills 3 | Gas/Oil:Combustion Turbine | DEF | DEF | 2023: 0.4; 2024: 0.4
SUWANNEE_P 1 | Gas/Oil:Combustion Turbine | DEF | DEF | 0.4 | 0.4 | 0.4 | 0.4 | 0.4 | 0.4 | 0.408 | 0.4162 | 0.4245 | 0.433 | 0.4416 | 0.4505
SUWANNEE_P 2 | Gas/Oil:Combustion Turbine | DEF | DEF | 0.4 | 0.4 | 0.4 | 0.4 | 0.4 | 0.4 | 0.408 | 0.4162 | 0.4245 | 0.433 | 0.4416 | 0.4505
SUWANNEE_P 3 | Gas/Oil:Combustion Turbine | DEF | DEF | 0.4 | 0.4 | 0.4 | 0.4 | 0.4 | 0.4 | 0.408 | 0.4162 | 0.4245 | 0.433 | 0.4416 | 0.4505
Tigerbay 1 | Gas/Oil:Combined Cycle | DEF | DEF | 0.4 | 0.4 | 0.4 | 0.4 | 0.4 | 0.4 | 0.408 | 0.4162 | 0.4245 | 0.433 | 0.4416 | 0.4505 | 0.4595
U OF FL 1 | Gas/Oil:Combustion Turbine | DEF | DEF | 2023: 0.4; 2024: 0.4; 2025: 0.4; 2026: 0.4; 2027: 0.4
Group Totals
Resource | Type | BA | Area | 2023 | 2024 | 2025 | 2026 | 2027 | 2028 | 2029 | 2030 | 2031 | 2032 | 2033 | 2034 | 2035 | 2036 | 2037 | 2038 | 2039 | 2040 | 2041
Total | Coal:Conventional | DEF | DEF | 0.4 | 0.4 | 0.4 | 0.4 | 0.4 | 0.4 | 0.408 | 0.4162 | 0.4245 | 0.433 | 0.4416 | 0.4505
Total | Gas/Oil:Combined Cycle | DEF | DEF | 0.4 | 0.4 | 0.4 | 0.4 | 0.4 | 0.4 | 0.408 | 0.4162 | 0.4245 | 0.433 | 0.4416 | 0.4505 | 0.4595 | 0.4687 | 0.478 | 0.4876 | 0.4973 | 0.5073 | 0.5174
Total | Gas/Oil:Combustion Turbine | DEF | DEF | 0.4 | 0.4 | 0.4 | 0.4 | 0.4 | 0.4 | 0.408 | 0.4162 | 0.4245 | 0.433 | 0.4416 | 0.4505 | 0.4595 | 0.4687 | 0.478 | 0.4876 | 0.4973 | 0.5073 | 0.5174
Total | Gas/Oil:Steam Turbine | DEF | DEF | 0.4 | 0.4 | 0.4 | 0.4 | 0.4 | 0.4 | 0.408 | 0.4162 | 0.4245 | 0.433 | 0.4416 | 0.4505 | 0.4595 | 0.4687 | 0.478 | 0.4876 | 0.4973 | 0.5073 | 0.5174

## NOx
NOx (000 Tons)
Base Case
Resource | Type | BA | Area | 2023 | 2024 | 2025 | 2026 | 2027 | 2028 | 2029 | 2030 | 2031 | 2032 | 2033 | 2034 | 2035 | 2036 | 2037 | 2038 | 2039 | 2040 | 2041
Anclote 1 | Gas/Oil:Steam Turbine | DEF | DEF | 0.45404 | 0.55665 | 0.20949 | 0.37919 | 0.33721 | 0.31194 | 0.23032 | 0.18689 | 0.11032 | 0.12537 | 0.11534 | 0.18837 | 0.23742 | 0.24737 | 0.36757 | 0.25244 | 0.2855 | 0.15401 | 0.12656
Anclote 2 | Gas/Oil:Steam Turbine | DEF | DEF | 0.30685 | 0.30296 | 0.14214 | 0.19184 | 0.17691 | 0.23792 | 0.13387 | 0.094831 | 0.095979 | 0.066361 | 0.054931 | 0.096179 | 0.15943 | 0.1762 | 0.20712 | 0.11139 | 0.054434 | 0.058748 | 0.046624
Bartow CC 1 0 | Gas/Oil:Combined Cycle | DEF | DEF | 0.74697 | 0.70928 | 0.76301 | 0.75274 | 0.69876 | 0.70972 | 0.75536 | 0.75356 | 0.7672 | 0.76288 | 0.73799 | 0.77532 | 0.79521 | 0.81422 | 0.73839 | 0.80204 | 0.80519 | 0.80024 | 0.75218
Bartow CC 1 PAG | Gas/Oil:Combined Cycle | DEF | DEF | 0.024373 | 0.023251 | 0.016888 | 0.01823 | 0.016174 | 0.01628 | 0.015624 | 0.011377 | 0.0089317 | 0.0090083 | 0.007966 | 0.013069 | 0.015999 | 0.015445 | 0.016997 | 0.015013 | 0.016483 | 0.013747 | 0.013359
BARTOW_P 1 | Gas/Oil:Combustion Turbine | DEF | DEF | 2026: 0.0010463
BARTOW_P 2 | Gas/Oil:Combustion Turbine | DEF | DEF | 0.0043197 | 0.0085582 | 0.0079759 | 0.007404 | 0.0032958 | 0.009223 | 0.016331 | 0.018928 | 0.0074389 | 0.0083437 | 0.0091995 | 0.0066527
BARTOW_P 3 | Gas/Oil:Combustion Turbine | DEF | DEF | 2026: 0.0011709
BARTOW_P 4 | Gas/Oil:Combustion Turbine | DEF | DEF | 0.0094569 | 0.010585 | 0.020104 | 0.021911 | 0.011474 | 0.015379 | 0.026429 | 0.02135 | 0.020955 | 0.017662 | 0.015475 | 0.008744
BAYBORO_P 1 | Gas/Oil:Combustion Turbine | DEF | DEF | 2024: 0.0014715
BAYBORO_P 2 | Gas/Oil:Combustion Turbine | DEF | DEF | 2023: 0.00027737; 2024: 0.00027737; 2025: 0.00033196
BAYBORO_P 4 | Gas/Oil:Combustion Turbine | DEF | DEF | 2024: 0.00032439
Citrus CC 1 | Gas/Oil:Combined Cycle | DEF | DEF | 0.097388 | 0.099995 | 0.092882 | 0.10148 | 0.099348 | 0.088975 | 0.095063 | 0.092998 | 0.086658 | 0.089208 | 0.088163 | 0.087906 | 0.086139 | 0.087111 | 0.08167 | 0.084662 | 0.084001 | 0.077087 | 0.080058
Citrus CC 1 Duct | Gas/Oil:Combined Cycle | DEF | DEF | 0.0045344 | 0.0045614 | 0.0030711 | 0.0034337 | 0.0030943 | 0.0029584 | 0.0028632 | 0.0021208 | 0.0016131 | 0.0017069 | 0.001708 | 0.00239 | 0.002971 | 0.003065 | 0.003426 | 0.0027981 | 0.0031879 | 0.0026206 | 0.002815
Citrus CC 2 | Gas/Oil:Combined Cycle | DEF | DEF | 0.096967 | 0.099688 | 0.098961 | 0.093955 | 0.10199 | 0.089125 | 0.097095 | 0.095509 | 0.085576 | 0.089804 | 0.088475 | 0.088794 | 0.086993 | 0.086842 | 0.081668 | 0.083849 | 0.084731 | 0.073701 | 0.081846
Citrus CC 2 Duct | Gas/Oil:Combined Cycle | DEF | DEF | 0.0042866 | 0.0047121 | 0.003302 | 0.0027013 | 0.0029344 | 0.0028333 | 0.0028992 | 0.0019481 | 0.0015325 | 0.0014948 | 0.0015489 | 0.0022732 | 0.0027091 | 0.0029589 | 0.0029632 | 0.0025944 | 0.0029302 | 0.0025648 | 0.0025865
Crystal 4 | Coal:Conventional | DEF | DEF | 0.21551 | 0.22393 | 0.23446 | 0.2001 | 0.24184 | 0.33634 | 0.32293 | 0.39424 | 0.6451 | 0.46872 | 0.52278 | 0.22328
Crystal 5 | Coal:Conventional | DEF | DEF | 0.14793 | 0.23689 | 0.24028 | 0.21075 | 0.20965 | 0.30984 | 0.26425 | 0.40269 | 0.51658 | 0.58356 | 0.49989 | 0.18589
DEBARY 10 | Gas/Oil:Combustion Turbine | DEF | DEF | 2025: 0.00013819; 2026: 0.00015143; 2028: 0.0004272; 2029: 0.0027918; 2030: 0.001463; 2032: 0.00014843; 2033: 0.00069491; 2034: 0.00048001; 2035: 0.0012498
DEBARY 2 | Gas/Oil:Combustion Turbine | DEF | DEF | 2024: 0.0016746
DEBARY 3 | Gas/Oil:Combustion Turbine | DEF | DEF | 2025: 0.0012993; 2026: 0.0028607; 2027: 0.00054515
DEBARY 4 | Gas/Oil:Combustion Turbine | DEF | DEF | 2024: 0.00085177; 2025: 0.0015857; 2026: 0.0032786; 2027: 0.00083059
DEBARY 5 | Gas/Oil:Combustion Turbine | DEF | DEF | 2024: 0.00096574; 2027: 0.0012971
DEBARY 6 | Gas/Oil:Combustion Turbine | DEF | DEF | 2023: 0.001571; 2024: 0.0019687; 2025: 0.00029837; 2026: 0.0021733; 2027: 0.0012337
DEBARY 7 | Gas/Oil:Combustion Turbine | DEF | DEF | 0.0081454 | 0.0082135 | 0.011667 | 0.0099071 | 0.0086129 | 0.0097856 | 0.011957 | 0.010434 | 0.0077005 | 0.0061225 | 0.0055105 | 0.0069403 | 0.0059335 | 0.0016739
DEBARY 8 | Gas/Oil:Combustion Turbine | DEF | DEF | 0.01086 | 0.014112 | 0.013502 | 0.011424 | 0.0076036 | 0.011141 | 0.011087 | 0.011085 | 0.0082932 | 0.0085517 | 0.0068477 | 0.0089345 | 0.0070503 | 0.0032646
DEBARY 9 | Gas/Oil:Combustion Turbine | DEF | DEF | 0.01361 | 0.015425 | 0.012797 | 0.010674 | 0.0095192 | 0.011599 | 0.01104 | 0.01158 | 0.0081582 | 0.0080518 | 0.0075077 | 0.0097221 | 0.010584 | 0.0014707
Gen 190MW CT | Gas/Oil:Combustion Turbine | DEF | DEF | 2034: 0.0036703; 2035: 0.014467; 2036: 0.080116; 2037: 0.08716; 2038: 0.056683; 2039: 0.14211; 2040: 0.14219; 2041: 0.10266
Gen 190MW CT Ave | Gas/Oil:Combustion Turbine | DEF | DEF | 2039: 0.037239; 2040: 0.043242; 2041: 0.035925
Hines CC 1 | Gas/Oil:Combined Cycle | DEF | DEF | 0.34873 | 0.34622 | 0.35193 | 0.26464 | 0.28073 | 0.24581 | 0.25788 | 0.19779 | 0.12169 | 0.099366 | 0.12963 | 0.1512 | 0.20043 | 0.1863 | 0.25466 | 0.17564 | 0.044203
Hines CC 2 | Gas/Oil:Combined Cycle | DEF | DEF | 0.1176 | 0.12363 | 0.12446 | 0.13293 | 0.12309 | 0.12207 | 0.10426 | 0.11017 | 0.092513 | 0.084105 | 0.07471 | 0.083906 | 0.094958 | 0.089966 | 0.10243 | 0.090099 | 0.07742 | 0.081959 | 0.071686
Hines CC 3 | Gas/Oil:Combined Cycle | DEF | DEF | 0.088235 | 0.08765 | 0.082845 | 0.085194 | 0.097795 | 0.091437 | 0.091704 | 0.077967 | 0.088047 | 0.074216 | 0.082069 | 0.074183 | 0.083206 | 0.078219 | 0.091299 | 0.07265 | 0.073619 | 0.066495 | 0.067703
Hines CC 4 | Gas/Oil:Combined Cycle | DEF | DEF | 0.081417 | 0.09193 | 0.070333 | 0.079427 | 0.071699 | 0.089735 | 0.081842 | 0.085324 | 0.069319 | 0.079988 | 0.07557 | 0.077123 | 0.071515 | 0.082369 | 0.078753 | 0.078691 | 0.074094 | 0.073836 | 0.064537
INT CITY 1 | Gas/Oil:Combustion Turbine | DEF | DEF | 2024: 0.00097799; 2025: 0.00050388; 2026: 0.0011497; 2027: 0.00050388; 2028: 0.0043734; 2029: 0.018534; 2030: 0.0068481; 2031: 0.002748; 2032: 0.0013368; 2033: 0.0062361; 2034: 0.0012234
INT CITY 10 | Gas/Oil:Combustion Turbine | DEF | DEF | 0.0034646 | 0.0070006 | 0.0063146 | 0.0033917 | 0.0040196 | 0.0046756 | 0.0070643 | 0.0063881 | 0.0040466 | 0.0027675 | 0.0040872 | 0.0046645 | 0.0058797 | 0.0088939 | 0.016238 | 0.0029385
INT CITY 11 | Gas/Oil:Combustion Turbine | DEF | DEF | 0.00029891 | 0.00057172 | 0.0011217 | 0.0013793 |  | 0.0016794 | 0.0061595 | 0.0036598 | 0.0011873 | 0.0010492 | 0.0024568 | 0.00071435 | 0.0033054 | 0.0027613 | 0.0071603 | 0.0064053 | 0.00081754 | 0.00055448 | 0.00022327
INT CITY 12 | Gas/Oil:Combustion Turbine | DEF | DEF | 0.0016901 | 0.0018721 | 0.002024 | 0.0012524 | 0.0010788 | 0.0015705 | 0.0025867 | 0.0021614 | 0.0013029 | 0.00053843 | 0.001194 | 0.0020365 | 0.0022922 | 0.004379 | 0.0064879 | 0.0051481 | 0.00051772 | 0.0010346 | 0.0009026
INT CITY 13 | Gas/Oil:Combustion Turbine | DEF | DEF | 0.0027446 | 0.0030223 | 0.0027573 | 0.0022018 | 0.0021604 | 0.0028218 | 0.0033284 | 0.0024388 | 0.0012536 | 0.0016319 | 0.0015694 | 0.0022634 | 0.0031053 | 0.0053504 | 0.0076408 | 0.0064858 | 0.0015551 | 0.001235 | 0.0015197
INT CITY 14 | Gas/Oil:Combustion Turbine | DEF | DEF | 0.0034697 | 0.0037256 | 0.0039701 | 0.0036546 | 0.0022615 | 0.0031506 | 0.0032966 | 0.0026938 | 0.0015208 | 0.0014411 | 0.0017557 | 0.0035108 | 0.0034023 | 0.0060277 | 0.010312 | 0.007989 | 0.0021644 | 0.0026376 | 0.0028857
INT CITY 2 | Gas/Oil:Combustion Turbine | DEF | DEF | 2028: 0.0020268; 2029: 0.0061186; 2030: 0.008777; 2031: 0.0012386; 2032: 0.00048625; 2033: 0.0036874
INT CITY 3 | Gas/Oil:Combustion Turbine | DEF | DEF | 2024: 0.00099166; 2025: 0.00049583; 2026: 0.002105; 2028: 0.0041549; 2029: 0.014274; 2030: 0.0096467; 2031: 0.0027048; 2032: 0.0020725; 2033: 0.0051621; 2034: 0.00095575
INT CITY 4 | Gas/Oil:Combustion Turbine | DEF | DEF | 2024: 0.0010187; 2025: 0.0015067; 2026: 0.0022087; 2027: 0.00049676; 2028: 0.0052116; 2029: 0.02025; 2030: 0.012257; 2031: 0.0040646; 2032: 0.0022035; 2033: 0.0057478; 2034: 0.0015491
INT CITY 5 | Gas/Oil:Combustion Turbine | DEF | DEF | 2026: 0.0013873; 2028: 0.0019593; 2029: 0.013093; 2030: 0.0086408; 2031: 0.0021318; 2032: 0.00055687; 2033: 0.0040821
INT CITY 6 | Gas/Oil:Combustion Turbine | DEF | DEF | 2024: 0.0028327; 2025: 0.00097959; 2026: 0.0035142; 2027: 0.00046946; 2028: 0.0017464; 2029: 0.022326; 2030: 0.012866; 2031: 0.0035999; 2032: 0.0021916; 2033: 0.0067373; 2034: 0.0027528
INT CITY 7 | Gas/Oil:Combustion Turbine | DEF | DEF | 0.013775 | 0.01821 | 0.015943 | 0.012163 | 0.011297 | 0.010573 | 0.010847 | 0.011319 | 0.0087502 | 0.0074022 | 0.0072495 | 0.01234 | 0.013707 | 0.016289 | 0.021695 | 0.0078164
INT CITY 8 | Gas/Oil:Combustion Turbine | DEF | DEF | 0.009027 | 0.012552 | 0.012127 | 0.0087751 | 0.0094384 | 0.0079005 | 0.0097488 | 0.0093174 | 0.0071665 | 0.00583 | 0.0048524 | 0.01048 | 0.010335 | 0.012373 | 0.01878 | 0.0053441
INT CITY 9 | Gas/Oil:Combustion Turbine | DEF | DEF | 0.0077536 | 0.014561 | 0.012098 | 0.0090372 | 0.0076765 | 0.0091576 | 0.011904 | 0.0095323 | 0.0072321 | 0.0052079 | 0.0059152 | 0.011983 | 0.01118 | 0.012104 | 0.017883 | 0.0051705
NSG Vand CT 1 | Gas/Oil:Combustion Turbine | DEF | DEF | 2023: 0.056901; 2024: 0.061846; 2025: 0.037425; 2026: 0.018908; 2027: 0.0070348
NSG Vand CT 2 | Gas/Oil:Combustion Turbine | DEF | DEF | 2023: 0.054711; 2024: 0.068421; 2025: 0.041383; 2026: 0.020365; 2027: 0.0073026
NSG Vand CT 3 | Gas/Oil:Combustion Turbine | DEF | DEF | 2023: 0.066966; 2024: 0.070021; 2025: 0.041865; 2026: 0.033688; 2027: 0.0090006
NSG Vand CT 4 | Gas/Oil:Combustion Turbine | DEF | DEF | 2023: 0.074297; 2024: 0.08646; 2025: 0.056193; 2026: 0.043787; 2027: 0.0075608
Osprey 1 0 | Gas/Oil:Combined Cycle | DEF | DEF | 2023: 0.072254; 2024: 0.070364
Osprey 1 1 | Gas/Oil:Combined Cycle | DEF | DEF | 2023: 0.032878; 2024: 0.038773
Osprey 1 2 | Gas/Oil:Combined Cycle | DEF | DEF | 2023: 0.0026847; 2024: 0.0030398
OspreyAcq | Gas/Oil:Combined Cycle | DEF | DEF |  | 0.030877 | 0.1862 | 0.17958 | 0.16861 | 0.18025 | 0.16006 | 0.1555 | 0.15143 | 0.14009 | 0.14076 | 0.13326 | 0.13299 | 0.13351 | 0.15033 | 0.12418 | 0.13448 | 0.12317 | 0.10796
OspreyAcqDF | Gas/Oil:Combined Cycle | DEF | DEF |  | 0.00018937 | 0.0049231 | 0.0055294 | 0.0042845 | 0.0045902 | 0.0043853 | 0.0042137 | 0.0028576 | 0.002672 | 0.0026579 | 0.0039646 | 0.0046777 | 0.0049564 | 0.0055624 | 0.0043856 | 0.0050684 | 0.0045142 | 0.0042899
Shady Hills 1 | Gas/Oil:Combustion Turbine | DEF | DEF | 2023: 0.01281; 2024: 0.0010417
Shady Hills 2 | Gas/Oil:Combustion Turbine | DEF | DEF | 2023: 0.011152; 2024: 0.0011943
Shady Hills 3 | Gas/Oil:Combustion Turbine | DEF | DEF | 2023: 0.015237; 2024: 0.00037412
SUWANNEE_P 1 | Gas/Oil:Combustion Turbine | DEF | DEF | 0.015177 | 0.025125 | 0.022629 | 0.022783 | 0.019472 | 0.020498 | 0.023031 | 0.025337 | 0.021643 | 0.017772 | 0.01924 | 0.0096985
SUWANNEE_P 2 | Gas/Oil:Combustion Turbine | DEF | DEF | 0.013839 | 0.018234 | 0.015063 | 0.022233 | 0.015565 | 0.021557 | 0.021944 | 0.023107 | 0.017838 | 0.018017 | 0.017468 | 0.0078673
SUWANNEE_P 3 | Gas/Oil:Combustion Turbine | DEF | DEF | 0.020385 | 0.026212 | 0.024314 | 0.026059 | 0.02222 | 0.024785 | 0.02146 | 0.025105 | 0.019517 | 0.018951 | 0.019058 | 0.0085028
Tigerbay 1 | Gas/Oil:Combined Cycle | DEF | DEF | 0.12646 | 0.11654 | 0.10809 | 0.12621 | 0.11437 | 0.11799 | 0.09298 | 0.088871 | 0.066815 | 0.065461 | 0.04602 | 0.069432 | 0.0079647
U OF FL 1 | Gas/Oil:Combustion Turbine | DEF | DEF | 2023: 0.10449; 2024: 0.10489; 2025: 0.10386; 2026: 0.10341; 2027: 0.086731
Total |  |  |  | 3.5055 | 3.7667 | 3.2055 | 3.2434 | 3.0072 | 3.1432 | 3.009 | 3.0109 | 3.0727 | 2.8823 | 2.8319 | 2.3822 | 2.0751 | 2.1632 | 2.3762 | 2.0044 | 1.9297 | 1.7236 | 1.5663
Group Totals
Resource | Type | BA | Area | 2023 | 2024 | 2025 | 2026 | 2027 | 2028 | 2029 | 2030 | 2031 | 2032 | 2033 | 2034 | 2035 | 2036 | 2037 | 2038 | 2039 | 2040 | 2041
Total | Coal:Conventional | DEF | DEF | 0.36344 | 0.46082 | 0.47474 | 0.41085 | 0.45149 | 0.64618 | 0.58718 | 0.79694 | 1.1617 | 1.0523 | 1.0227 | 0.40917
Total | Gas/Oil:Combined Cycle | DEF | DEF | 1.8448 | 1.8507 | 1.9069 | 1.846 | 1.7829 | 1.7618 | 1.762 | 1.6773 | 1.5442 | 1.5 | 1.4773 | 1.5628 | 1.5858 | 1.585 | 1.6082 | 1.5366 | 1.4054 | 1.3199 | 1.249
Total | Gas/Oil:Combustion Turbine | DEF | DEF | 0.53643 | 0.59558 | 0.47227 | 0.41546 | 0.2587 | 0.1854 | 0.2956 | 0.25494 | 0.16049 | 0.13834 | 0.16173 | 0.12569 | 0.092491 | 0.1547 | 0.19336 | 0.10398 | 0.1844 | 0.1909 | 0.14411
Total | Gas/Oil:Steam Turbine | DEF | DEF | 0.76088 | 0.85961 | 0.35163 | 0.57103 | 0.51412 | 0.54986 | 0.36419 | 0.28172 | 0.2063 | 0.19173 | 0.17027 | 0.28455 | 0.39685 | 0.42358 | 0.5747 | 0.36383 | 0.33993 | 0.21276 | 0.17318
Battery Case
Resource | Type | BA | Area | 2023 | 2024 | 2025 | 2026 | 2027 | 2028 | 2029 | 2030 | 2031 | 2032 | 2033 | 2034 | 2035 | 2036 | 2037 | 2038 | 2039 | 2040 | 2041
Anclote 1 | Gas/Oil:Steam Turbine | DEF | DEF | 0.45654 | 0.55665 | 0.20949 | 0.37405 | 0.34865 | 0.30886 | 0.23426 | 0.18918 | 0.11884 | 0.13214 | 0.11382 | 0.19765 | 0.25188 | 0.26119 | 0.37175 | 0.25493 | 0.3011 | 0.1552 | 0.14459
Anclote 2 | Gas/Oil:Steam Turbine | DEF | DEF | 0.3057 | 0.30296 | 0.14214 | 0.19167 | 0.19917 | 0.24077 | 0.11373 | 0.097852 | 0.098913 | 0.074401 | 0.063206 | 0.10044 | 0.16092 | 0.17896 | 0.21283 | 0.11526 | 0.065511 | 0.059946 | 0.043455
Bartow CC 1 0 | Gas/Oil:Combined Cycle | DEF | DEF | 0.74741 | 0.70928 | 0.76301 | 0.75164 | 0.70577 | 0.70953 | 0.75855 | 0.75806 | 0.76789 | 0.76397 | 0.73865 | 0.77441 | 0.79493 | 0.81261 | 0.73587 | 0.80089 | 0.80693 | 0.79891 | 0.75084
Bartow CC 1 PAG | Gas/Oil:Combined Cycle | DEF | DEF | 0.024467 | 0.023251 | 0.016888 | 0.018197 | 0.016671 | 0.01635 | 0.01586 | 0.011649 | 0.0095628 | 0.0098828 | 0.008501 | 0.013855 | 0.016239 | 0.015722 | 0.017218 | 0.015246 | 0.01675 | 0.014311 | 0.01379
BARTOW_P 1 | Gas/Oil:Combustion Turbine | DEF | DEF | 2026: 0.0010463
BARTOW_P 2 | Gas/Oil:Combustion Turbine | DEF | DEF | 0.005716 | 0.0085582 | 0.0079759 | 0.0082416 | 0.0055241 | 0.011451 | 0.011291 | 0.01346 | 0.0090751 | 0.0089246 | 0.0097108 | 0.0042012
BARTOW_P 3 | Gas/Oil:Combustion Turbine | DEF | DEF | 2026: 0.0011709; 2027: 0.00054927
BARTOW_P 4 | Gas/Oil:Combustion Turbine | DEF | DEF | 0.0085708 | 0.010585 | 0.020104 | 0.024558 | 0.010843 | 0.018659 | 0.024738 | 0.020901 | 0.017878 | 0.015245 | 0.013441 | 0.0095371
BAYBORO_P 1 | Gas/Oil:Combustion Turbine | DEF | DEF | 2024: 0.0014715
BAYBORO_P 2 | Gas/Oil:Combustion Turbine | DEF | DEF | 2023: 0.00027737; 2024: 0.00027737; 2025: 0.00033196
BAYBORO_P 4 | Gas/Oil:Combustion Turbine | DEF | DEF | 2024: 0.00032439
Citrus CC 1 | Gas/Oil:Combined Cycle | DEF | DEF | 0.09737 | 0.099995 | 0.092882 | 0.10149 | 0.099806 | 0.089218 | 0.095412 | 0.093249 | 0.086828 | 0.089092 | 0.088083 | 0.08785 | 0.086111 | 0.086838 | 0.081514 | 0.084689 | 0.083711 | 0.076965 | 0.079828
Citrus CC 1 Duct | Gas/Oil:Combined Cycle | DEF | DEF | 0.0045427 | 0.0045614 | 0.0030711 | 0.0034285 | 0.0031558 | 0.0029198 | 0.0028504 | 0.0021282 | 0.0016981 | 0.0017997 | 0.0018019 | 0.0024842 | 0.0030254 | 0.0030764 | 0.0034098 | 0.0028056 | 0.0031832 | 0.0026204 | 0.0029463
Citrus CC 2 | Gas/Oil:Combined Cycle | DEF | DEF | 0.096964 | 0.099688 | 0.098961 | 0.094012 | 0.10217 | 0.089265 | 0.097362 | 0.095665 | 0.085583 | 0.089551 | 0.088278 | 0.088551 | 0.086884 | 0.086636 | 0.081284 | 0.083597 | 0.084694 | 0.073379 | 0.08169
Citrus CC 2 Duct | Gas/Oil:Combined Cycle | DEF | DEF | 0.0043049 | 0.0047121 | 0.003302 | 0.0027005 | 0.0030093 | 0.0027995 | 0.0029104 | 0.0019495 | 0.0016085 | 0.0016299 | 0.0016338 | 0.0023614 | 0.0028234 | 0.0030327 | 0.0029979 | 0.0025636 | 0.0029753 | 0.0026328 | 0.0026745
Crystal 4 | Coal:Conventional | DEF | DEF | 0.21501 | 0.22393 | 0.23446 | 0.20168 | 0.23804 | 0.31302 | 0.32605 | 0.3909 | 0.60123 | 0.46289 | 0.5283 | 0.20333
Crystal 5 | Coal:Conventional | DEF | DEF | 0.14699 | 0.23689 | 0.24028 | 0.21054 | 0.18793 | 0.31647 | 0.26027 | 0.4175 | 0.51808 | 0.58044 | 0.51581 | 0.18833
DEBARY 10 | Gas/Oil:Combustion Turbine | DEF | DEF | 2025: 0.00013819; 2026: 0.00014323; 2027: 0.0002138; 2028: 0.00085387; 2029: 0.0026142; 2030: 0.0016303; 2033: 0.00069404; 2034: 0.00058514; 2035: 0.0014325
DEBARY 2 | Gas/Oil:Combustion Turbine | DEF | DEF | 2024: 0.0016746
DEBARY 3 | Gas/Oil:Combustion Turbine | DEF | DEF | 2025: 0.0012993; 2026: 0.001465; 2027: 0.0015722
DEBARY 4 | Gas/Oil:Combustion Turbine | DEF | DEF | 2024: 0.00085177; 2025: 0.0015857; 2026: 0.0031748
DEBARY 5 | Gas/Oil:Combustion Turbine | DEF | DEF | 2024: 0.00096574
DEBARY 6 | Gas/Oil:Combustion Turbine | DEF | DEF | 2023: 0.0010258; 2024: 0.0019687; 2025: 0.00029837; 2026: 0.0031861; 2027: 0.0010973
DEBARY 7 | Gas/Oil:Combustion Turbine | DEF | DEF | 0.0091911 | 0.0082135 | 0.011667 | 0.0099787 | 0.0076703 | 0.0092393 | 0.010253 | 0.009994 | 0.0066995 | 0.0062752 | 0.0055282 | 0.0076543 | 0.0062271 | 0.0014632
DEBARY 8 | Gas/Oil:Combustion Turbine | DEF | DEF | 0.010325 | 0.014112 | 0.013502 | 0.011943 | 0.0076613 | 0.010839 | 0.0094851 | 0.0097988 | 0.0080612 | 0.0090889 | 0.0071536 | 0.0094249 | 0.0071788 | 0.0033659
DEBARY 9 | Gas/Oil:Combustion Turbine | DEF | DEF | 0.013603 | 0.015425 | 0.012797 | 0.010161 | 0.0085412 | 0.01124 | 0.010898 | 0.011516 | 0.0086557 | 0.0085022 | 0.0073497 | 0.01056 | 0.011657 | 0.0022492
Gen 190MW CT | Gas/Oil:Combustion Turbine | DEF | DEF | 2034: 0.0037327; 2035: 0.014654; 2036: 0.082384; 2037: 0.091197; 2038: 0.061109; 2039: 0.14133; 2040: 0.1469; 2041: 0.097086
Gen 190MW CT Ave | Gas/Oil:Combustion Turbine | DEF | DEF | 2039: 0.03622; 2040: 0.046164; 2041: 0.038715
Hines CC 1 | Gas/Oil:Combined Cycle | DEF | DEF | 0.34789 | 0.34622 | 0.35193 | 0.26881 | 0.28142 | 0.24512 | 0.24514 | 0.19251 | 0.13365 | 0.10956 | 0.12728 | 0.14916 | 0.19486 | 0.18342 | 0.25732 | 0.17723 | 0.045116
Hines CC 2 | Gas/Oil:Combined Cycle | DEF | DEF | 0.11662 | 0.12363 | 0.12446 | 0.13369 | 0.12003 | 0.12564 | 0.10539 | 0.10901 | 0.095775 | 0.081157 | 0.0739 | 0.087089 | 0.096839 | 0.090333 | 0.10337 | 0.089351 | 0.07681 | 0.082639 | 0.072807
Hines CC 3 | Gas/Oil:Combined Cycle | DEF | DEF | 0.088255 | 0.08765 | 0.082845 | 0.084536 | 0.098504 | 0.091408 | 0.092488 | 0.078085 | 0.086558 | 0.076325 | 0.080945 | 0.075452 | 0.08268 | 0.078015 | 0.090951 | 0.073081 | 0.073921 | 0.066574 | 0.068427
Hines CC 4 | Gas/Oil:Combined Cycle | DEF | DEF | 0.081382 | 0.09193 | 0.070333 | 0.0794 | 0.072842 | 0.089918 | 0.08244 | 0.085176 | 0.069415 | 0.080226 | 0.076134 | 0.077108 | 0.07145 | 0.082153 | 0.079084 | 0.078866 | 0.07495 | 0.07441 | 0.063908
INT CITY 1 | Gas/Oil:Combustion Turbine | DEF | DEF | 2024: 0.00097799; 2025: 0.00050388; 2026: 0.0011497; 2027: 0.0022433; 2028: 0.0036089; 2029: 0.013819; 2030: 0.0056347; 2031: 0.0045279; 2032: 0.0019258; 2033: 0.0057204; 2034: 0.0018406
INT CITY 10 | Gas/Oil:Combustion Turbine | DEF | DEF | 0.0032851 | 0.0070006 | 0.0063146 | 0.0038792 | 0.0031675 | 0.0041166 | 0.0064931 | 0.0058234 | 0.0042057 | 0.0027302 | 0.0034504 | 0.0051518 | 0.0073129 | 0.009035 | 0.015408 | 0.0030143
INT CITY 11 | Gas/Oil:Combustion Turbine | DEF | DEF | 0.00029891 | 0.00057172 | 0.0011217 | 0.0014737 | 0.0005064 | 0.0022805 | 0.0051366 | 0.0035297 | 0.0010523 | 0.00096637 | 0.0027833 | 0.0011417 | 0.0028395 | 0.0036895 | 0.0078155 | 0.0051967 | 0.00064353 | 0.00055448 | 0.00044
INT CITY 12 | Gas/Oil:Combustion Turbine | DEF | DEF | 0.0018838 | 0.0018721 | 0.002024 | 0.0013648 | 0.0010233 | 0.0014162 | 0.0027849 | 0.0020406 | 0.0014035 | 0.00059947 | 0.0011244 | 0.0024167 | 0.0021744 | 0.0045764 | 0.0063551 | 0.0056322 | 0.00083565 | 0.00054749 | 0.0011455
INT CITY 13 | Gas/Oil:Combustion Turbine | DEF | DEF | 0.002746 | 0.0030223 | 0.0027573 | 0.0024544 | 0.0025377 | 0.0024031 | 0.0033884 | 0.0017496 | 0.0015688 | 0.0016689 | 0.0018008 | 0.0027624 | 0.0033862 | 0.0051328 | 0.0082803 | 0.0072751 | 0.0018279 | 0.0017257 | 0.0013514
INT CITY 14 | Gas/Oil:Combustion Turbine | DEF | DEF | 0.0037154 | 0.0037256 | 0.0039701 | 0.0037948 | 0.0018462 | 0.0034042 | 0.0029331 | 0.0030101 | 0.0016813 | 0.0014681 | 0.0017119 | 0.0035053 | 0.0033673 | 0.0060024 | 0.010707 | 0.0081728 | 0.0021118 | 0.0020914 | 0.0027823
INT CITY 2 | Gas/Oil:Combustion Turbine | DEF | DEF | 2028: 0.0020268; 2029: 0.0041384; 2030: 0.0084379; 2031: 0.00233; 2032: 0.0009725; 2033: 0.0042925
INT CITY 3 | Gas/Oil:Combustion Turbine | DEF | DEF | 2024: 0.00099166; 2025: 0.00049583; 2026: 0.0014429; 2027: 0.001707; 2028: 0.0039734; 2029: 0.010839; 2030: 0.0092717; 2031: 0.0037366; 2032: 0.0011031; 2033: 0.0052959; 2034: 0.00096935
INT CITY 4 | Gas/Oil:Combustion Turbine | DEF | DEF | 2024: 0.0010187; 2025: 0.0015067; 2026: 0.003092; 2027: 0.0023006; 2028: 0.0042028; 2029: 0.01376; 2030: 0.010297; 2031: 0.0044238; 2032: 0.0022035; 2033: 0.0064569; 2034: 0.0011872
INT CITY 5 | Gas/Oil:Combustion Turbine | DEF | DEF | 2026: 0.0014521; 2028: 0.0027106; 2029: 0.0091015; 2030: 0.0080375; 2031: 0.0027069; 2032: 0.00055687; 2033: 0.0046571
INT CITY 6 | Gas/Oil:Combustion Turbine | DEF | DEF | 2024: 0.0028327; 2025: 0.00097959; 2026: 0.004004; 2027: 0.0026154; 2028: 0.00048979; 2029: 0.017104; 2030: 0.012748; 2031: 0.0043256; 2032: 0.0015785; 2033: 0.0068796; 2034: 0.0014287
INT CITY 7 | Gas/Oil:Combustion Turbine | DEF | DEF | 0.012942 | 0.01821 | 0.015943 | 0.012741 | 0.0092453 | 0.010559 | 0.010608 | 0.01099 | 0.0096235 | 0.0082195 | 0.007188 | 0.011756 | 0.014121 | 0.017617 | 0.023065 | 0.0087296
INT CITY 8 | Gas/Oil:Combustion Turbine | DEF | DEF | 0.0092707 | 0.012552 | 0.012127 | 0.0088369 | 0.0064954 | 0.0083858 | 0.009614 | 0.0095163 | 0.0068435 | 0.0066031 | 0.0057982 | 0.011951 | 0.010818 | 0.013769 | 0.018325 | 0.0054285
INT CITY 9 | Gas/Oil:Combustion Turbine | DEF | DEF | 0.0076059 | 0.014561 | 0.012098 | 0.0091523 | 0.0062146 | 0.0089348 | 0.011135 | 0.0089083 | 0.0070648 | 0.0055097 | 0.0052836 | 0.012037 | 0.01232 | 0.014793 | 0.019006 | 0.0064126
NSG Vand CT 1 | Gas/Oil:Combustion Turbine | DEF | DEF | 2023: 0.054322; 2024: 0.061846; 2025: 0.037425; 2026: 0.018569; 2027: 0.0080016
NSG Vand CT 2 | Gas/Oil:Combustion Turbine | DEF | DEF | 2023: 0.057977; 2024: 0.068421; 2025: 0.041383; 2026: 0.019757; 2027: 0.008401
NSG Vand CT 3 | Gas/Oil:Combustion Turbine | DEF | DEF | 2023: 0.067141; 2024: 0.070021; 2025: 0.041865; 2026: 0.035063; 2027: 0.0090112
NSG Vand CT 4 | Gas/Oil:Combustion Turbine | DEF | DEF | 2023: 0.072144; 2024: 0.08646; 2025: 0.056193; 2026: 0.04224; 2027: 0.0090408
Osprey 1 0 | Gas/Oil:Combined Cycle | DEF | DEF | 2023: 0.072446; 2024: 0.070364
Osprey 1 1 | Gas/Oil:Combined Cycle | DEF | DEF | 2023: 0.033066; 2024: 0.038773
Osprey 1 2 | Gas/Oil:Combined Cycle | DEF | DEF | 2023: 0.0026941; 2024: 0.0030398
OspreyAcq | Gas/Oil:Combined Cycle | DEF | DEF |  | 0.030877 | 0.1862 | 0.17905 | 0.16775 | 0.17976 | 0.15963 | 0.15685 | 0.15072 | 0.13869 | 0.14063 | 0.13221 | 0.13343 | 0.13477 | 0.14961 | 0.1241 | 0.13296 | 0.12212 | 0.10796
OspreyAcqDF | Gas/Oil:Combined Cycle | DEF | DEF |  | 0.00018937 | 0.0049231 | 0.0055354 | 0.0043341 | 0.0045333 | 0.0043729 | 0.0042317 | 0.0029523 | 0.0027281 | 0.0027031 | 0.0039888 | 0.0047647 | 0.0049899 | 0.0055389 | 0.0043834 | 0.0051246 | 0.004553 | 0.0043471
Shady Hills 1 | Gas/Oil:Combustion Turbine | DEF | DEF | 2023: 0.013885; 2024: 0.0010417
Shady Hills 2 | Gas/Oil:Combustion Turbine | DEF | DEF | 2023: 0.012294; 2024: 0.0011943
Shady Hills 3 | Gas/Oil:Combustion Turbine | DEF | DEF | 2023: 0.013311; 2024: 0.00037412
SUWANNEE_P 1 | Gas/Oil:Combustion Turbine | DEF | DEF | 0.015914 | 0.025125 | 0.022629 | 0.02307 | 0.015084 | 0.018381 | 0.021097 | 0.025932 | 0.021034 | 0.017822 | 0.019069 | 0.0086507
SUWANNEE_P 2 | Gas/Oil:Combustion Turbine | DEF | DEF | 0.013489 | 0.018234 | 0.015063 | 0.020851 | 0.01156 | 0.018717 | 0.019547 | 0.022476 | 0.018194 | 0.017618 | 0.016647 | 0.0076051
SUWANNEE_P 3 | Gas/Oil:Combustion Turbine | DEF | DEF | 0.019267 | 0.026212 | 0.024314 | 0.026406 | 0.018242 | 0.022841 | 0.022836 | 0.023774 | 0.018957 | 0.019105 | 0.018492 | 0.0083063
Tigerbay 1 | Gas/Oil:Combined Cycle | DEF | DEF | 0.1286 | 0.11654 | 0.10809 | 0.12633 | 0.1099 | 0.12001 | 0.098225 | 0.08119 | 0.065806 | 0.060997 | 0.045945 | 0.06667 | 0.0079893
U OF FL 1 | Gas/Oil:Combustion Turbine | DEF | DEF | 2023: 0.10451; 2024: 0.10489; 2025: 0.10386; 2026: 0.10338; 2027: 0.086772
Total |  |  |  | 3.505 | 3.7667 | 3.2055 | 3.246 | 3.0089 | 3.1263 | 2.9485 | 3.0047 | 3.0592 | 2.8942 | 2.8561 | 2.3773 | 2.0923 | 2.1858 | 2.3929 | 2.018 | 1.9567 | 1.7322 | 1.5788
Group Totals
Resource | Type | BA | Area | 2023 | 2024 | 2025 | 2026 | 2027 | 2028 | 2029 | 2030 | 2031 | 2032 | 2033 | 2034 | 2035 | 2036 | 2037 | 2038 | 2039 | 2040 | 2041
Total | Coal:Conventional | DEF | DEF | 0.362 | 0.46082 | 0.47474 | 0.41222 | 0.42597 | 0.62949 | 0.58631 | 0.8084 | 1.1193 | 1.0433 | 1.0441 | 0.39166
Total | Gas/Oil:Combined Cycle | DEF | DEF | 1.846 | 1.8507 | 1.9069 | 1.8488 | 1.7854 | 1.7665 | 1.7606 | 1.6698 | 1.558 | 1.5056 | 1.4745 | 1.5612 | 1.582 | 1.5816 | 1.6082 | 1.5368 | 1.4071 | 1.3191 | 1.2492
Total | Gas/Oil:Combustion Turbine | DEF | DEF | 0.53471 | 0.59558 | 0.47227 | 0.41925 | 0.24969 | 0.18073 | 0.25361 | 0.23948 | 0.16405 | 0.13869 | 0.16053 | 0.1264 | 0.09749 | 0.16408 | 0.20016 | 0.11097 | 0.18297 | 0.19798 | 0.14152
Total | Gas/Oil:Steam Turbine | DEF | DEF | 0.76224 | 0.85961 | 0.35163 | 0.56572 | 0.54783 | 0.54964 | 0.34799 | 0.28703 | 0.21775 | 0.20654 | 0.17703 | 0.2981 | 0.4128 | 0.44016 | 0.58457 | 0.3702 | 0.36661 | 0.21515 | 0.18805

## NOx Cost
NOx Cost ($000)
Base Case
Resource | Type | BA | Area | 2023 | 2024 | 2025 | 2026 | 2027 | 2028 | 2029 | 2030 | 2031 | 2032 | 2033 | 2034 | 2035 | 2036 | 2037 | 2038 | 2039 | 2040 | 2041
Anclote 1 | Gas/Oil:Steam Turbine | DEF | DEF
Anclote 2 | Gas/Oil:Steam Turbine | DEF | DEF
Bartow CC 1 0 | Gas/Oil:Combined Cycle | DEF | DEF
Bartow CC 1 PAG | Gas/Oil:Combined Cycle | DEF | DEF
BARTOW_P 1 | Gas/Oil:Combustion Turbine | DEF | DEF
BARTOW_P 2 | Gas/Oil:Combustion Turbine | DEF | DEF
BARTOW_P 3 | Gas/Oil:Combustion Turbine | DEF | DEF
BARTOW_P 4 | Gas/Oil:Combustion Turbine | DEF | DEF
BAYBORO_P 1 | Gas/Oil:Combustion Turbine | DEF | DEF
BAYBORO_P 2 | Gas/Oil:Combustion Turbine | DEF | DEF
BAYBORO_P 4 | Gas/Oil:Combustion Turbine | DEF | DEF
Citrus CC 1 | Gas/Oil:Combined Cycle | DEF | DEF
Citrus CC 1 Duct | Gas/Oil:Combined Cycle | DEF | DEF
Citrus CC 2 | Gas/Oil:Combined Cycle | DEF | DEF
Citrus CC 2 Duct | Gas/Oil:Combined Cycle | DEF | DEF
Crystal 4 | Coal:Conventional | DEF | DEF
Crystal 5 | Coal:Conventional | DEF | DEF
DEBARY 10 | Gas/Oil:Combustion Turbine | DEF | DEF
DEBARY 2 | Gas/Oil:Combustion Turbine | DEF | DEF
DEBARY 3 | Gas/Oil:Combustion Turbine | DEF | DEF
DEBARY 4 | Gas/Oil:Combustion Turbine | DEF | DEF
DEBARY 5 | Gas/Oil:Combustion Turbine | DEF | DEF
DEBARY 6 | Gas/Oil:Combustion Turbine | DEF | DEF
DEBARY 7 | Gas/Oil:Combustion Turbine | DEF | DEF
DEBARY 8 | Gas/Oil:Combustion Turbine | DEF | DEF
DEBARY 9 | Gas/Oil:Combustion Turbine | DEF | DEF
Gen 190MW CT | Gas/Oil:Combustion Turbine | DEF | DEF
Gen 190MW CT Ave | Gas/Oil:Combustion Turbine | DEF | DEF
Hines CC 1 | Gas/Oil:Combined Cycle | DEF | DEF
Hines CC 2 | Gas/Oil:Combined Cycle | DEF | DEF
Hines CC 3 | Gas/Oil:Combined Cycle | DEF | DEF
Hines CC 4 | Gas/Oil:Combined Cycle | DEF | DEF
INT CITY 1 | Gas/Oil:Combustion Turbine | DEF | DEF
INT CITY 10 | Gas/Oil:Combustion Turbine | DEF | DEF
INT CITY 11 | Gas/Oil:Combustion Turbine | DEF | DEF
INT CITY 12 | Gas/Oil:Combustion Turbine | DEF | DEF
INT CITY 13 | Gas/Oil:Combustion Turbine | DEF | DEF
INT CITY 14 | Gas/Oil:Combustion Turbine | DEF | DEF
INT CITY 2 | Gas/Oil:Combustion Turbine | DEF | DEF
INT CITY 3 | Gas/Oil:Combustion Turbine | DEF | DEF
INT CITY 4 | Gas/Oil:Combustion Turbine | DEF | DEF
INT CITY 5 | Gas/Oil:Combustion Turbine | DEF | DEF
INT CITY 6 | Gas/Oil:Combustion Turbine | DEF | DEF
INT CITY 7 | Gas/Oil:Combustion Turbine | DEF | DEF
INT CITY 8 | Gas/Oil:Combustion Turbine | DEF | DEF
INT CITY 9 | Gas/Oil:Combustion Turbine | DEF | DEF
NSG Vand CT 1 | Gas/Oil:Combustion Turbine | DEF | DEF
NSG Vand CT 2 | Gas/Oil:Combustion Turbine | DEF | DEF
NSG Vand CT 3 | Gas/Oil:Combustion Turbine | DEF | DEF
NSG Vand CT 4 | Gas/Oil:Combustion Turbine | DEF | DEF
Osprey 1 0 | Gas/Oil:Combined Cycle | DEF | DEF
Osprey 1 1 | Gas/Oil:Combined Cycle | DEF | DEF
Osprey 1 2 | Gas/Oil:Combined Cycle | DEF | DEF
OspreyAcq | Gas/Oil:Combined Cycle | DEF | DEF
OspreyAcqDF | Gas/Oil:Combined Cycle | DEF | DEF
Shady Hills 1 | Gas/Oil:Combustion Turbine | DEF | DEF
Shady Hills 2 | Gas/Oil:Combustion Turbine | DEF | DEF
Shady Hills 3 | Gas/Oil:Combustion Turbine | DEF | DEF
SUWANNEE_P 1 | Gas/Oil:Combustion Turbine | DEF | DEF
SUWANNEE_P 2 | Gas/Oil:Combustion Turbine | DEF | DEF
SUWANNEE_P 3 | Gas/Oil:Combustion Turbine | DEF | DEF
Tigerbay 1 | Gas/Oil:Combined Cycle | DEF | DEF
U OF FL 1 | Gas/Oil:Combustion Turbine | DEF | DEF
Total |  |  |  | 0 | 0 | 0 | 0 | 0 | 0 | 0 | 0 | 0 | 0 | 0 | 0 | 0 | 0 | 0 | 0 | 0 | 0 | 0
Group Totals
Resource | Type | BA | Area | 2023 | 2024 | 2025 | 2026 | 2027 | 2028 | 2029 | 2030 | 2031 | 2032 | 2033 | 2034 | 2035 | 2036 | 2037 | 2038 | 2039 | 2040 | 2041
Total | Coal:Conventional | DEF | DEF
Total | Gas/Oil:Combined Cycle | DEF | DEF
Total | Gas/Oil:Combustion Turbine | DEF | DEF
Total | Gas/Oil:Steam Turbine | DEF | DEF
Battery Case
Resource | Type | BA | Area | 2023 | 2024 | 2025 | 2026 | 2027 | 2028 | 2029 | 2030 | 2031 | 2032 | 2033 | 2034 | 2035 | 2036 | 2037 | 2038 | 2039 | 2040 | 2041
Anclote 1 | Gas/Oil:Steam Turbine | DEF | DEF
Anclote 2 | Gas/Oil:Steam Turbine | DEF | DEF
Bartow CC 1 0 | Gas/Oil:Combined Cycle | DEF | DEF
Bartow CC 1 PAG | Gas/Oil:Combined Cycle | DEF | DEF
BARTOW_P 1 | Gas/Oil:Combustion Turbine | DEF | DEF
BARTOW_P 2 | Gas/Oil:Combustion Turbine | DEF | DEF
BARTOW_P 3 | Gas/Oil:Combustion Turbine | DEF | DEF
BARTOW_P 4 | Gas/Oil:Combustion Turbine | DEF | DEF
BAYBORO_P 1 | Gas/Oil:Combustion Turbine | DEF | DEF
BAYBORO_P 2 | Gas/Oil:Combustion Turbine | DEF | DEF
BAYBORO_P 4 | Gas/Oil:Combustion Turbine | DEF | DEF
Citrus CC 1 | Gas/Oil:Combined Cycle | DEF | DEF
Citrus CC 1 Duct | Gas/Oil:Combined Cycle | DEF | DEF
Citrus CC 2 | Gas/Oil:Combined Cycle | DEF | DEF
Citrus CC 2 Duct | Gas/Oil:Combined Cycle | DEF | DEF
Crystal 4 | Coal:Conventional | DEF | DEF
Crystal 5 | Coal:Conventional | DEF | DEF
DEBARY 10 | Gas/Oil:Combustion Turbine | DEF | DEF
DEBARY 2 | Gas/Oil:Combustion Turbine | DEF | DEF
DEBARY 3 | Gas/Oil:Combustion Turbine | DEF | DEF
DEBARY 4 | Gas/Oil:Combustion Turbine | DEF | DEF
DEBARY 5 | Gas/Oil:Combustion Turbine | DEF | DEF
DEBARY 6 | Gas/Oil:Combustion Turbine | DEF | DEF
DEBARY 7 | Gas/Oil:Combustion Turbine | DEF | DEF
DEBARY 8 | Gas/Oil:Combustion Turbine | DEF | DEF
DEBARY 9 | Gas/Oil:Combustion Turbine | DEF | DEF
Gen 190MW CT | Gas/Oil:Combustion Turbine | DEF | DEF
Gen 190MW CT Ave | Gas/Oil:Combustion Turbine | DEF | DEF
Hines CC 1 | Gas/Oil:Combined Cycle | DEF | DEF
Hines CC 2 | Gas/Oil:Combined Cycle | DEF | DEF
Hines CC 3 | Gas/Oil:Combined Cycle | DEF | DEF
Hines CC 4 | Gas/Oil:Combined Cycle | DEF | DEF
INT CITY 1 | Gas/Oil:Combustion Turbine | DEF | DEF
INT CITY 10 | Gas/Oil:Combustion Turbine | DEF | DEF
INT CITY 11 | Gas/Oil:Combustion Turbine | DEF | DEF
INT CITY 12 | Gas/Oil:Combustion Turbine | DEF | DEF
INT CITY 13 | Gas/Oil:Combustion Turbine | DEF | DEF
INT CITY 14 | Gas/Oil:Combustion Turbine | DEF | DEF
INT CITY 2 | Gas/Oil:Combustion Turbine | DEF | DEF
INT CITY 3 | Gas/Oil:Combustion Turbine | DEF | DEF
INT CITY 4 | Gas/Oil:Combustion Turbine | DEF | DEF
INT CITY 5 | Gas/Oil:Combustion Turbine | DEF | DEF
INT CITY 6 | Gas/Oil:Combustion Turbine | DEF | DEF
INT CITY 7 | Gas/Oil:Combustion Turbine | DEF | DEF
INT CITY 8 | Gas/Oil:Combustion Turbine | DEF | DEF
INT CITY 9 | Gas/Oil:Combustion Turbine | DEF | DEF
NSG Vand CT 1 | Gas/Oil:Combustion Turbine | DEF | DEF
NSG Vand CT 2 | Gas/Oil:Combustion Turbine | DEF | DEF
NSG Vand CT 3 | Gas/Oil:Combustion Turbine | DEF | DEF
NSG Vand CT 4 | Gas/Oil:Combustion Turbine | DEF | DEF
Osprey 1 0 | Gas/Oil:Combined Cycle | DEF | DEF
Osprey 1 1 | Gas/Oil:Combined Cycle | DEF | DEF
Osprey 1 2 | Gas/Oil:Combined Cycle | DEF | DEF
OspreyAcq | Gas/Oil:Combined Cycle | DEF | DEF
OspreyAcqDF | Gas/Oil:Combined Cycle | DEF | DEF
Shady Hills 1 | Gas/Oil:Combustion Turbine | DEF | DEF
Shady Hills 2 | Gas/Oil:Combustion Turbine | DEF | DEF
Shady Hills 3 | Gas/Oil:Combustion Turbine | DEF | DEF
SUWANNEE_P 1 | Gas/Oil:Combustion Turbine | DEF | DEF
SUWANNEE_P 2 | Gas/Oil:Combustion Turbine | DEF | DEF
SUWANNEE_P 3 | Gas/Oil:Combustion Turbine | DEF | DEF
Tigerbay 1 | Gas/Oil:Combined Cycle | DEF | DEF
U OF FL 1 | Gas/Oil:Combustion Turbine | DEF | DEF
Total |  |  |  | 0 | 0 | 0 | 0 | 0 | 0 | 0 | 0 | 0 | 0 | 0 | 0 | 0 | 0 | 0 | 0 | 0 | 0 | 0
Group Totals
Resource | Type | BA | Area | 2023 | 2024 | 2025 | 2026 | 2027 | 2028 | 2029 | 2030 | 2031 | 2032 | 2033 | 2034 | 2035 | 2036 | 2037 | 2038 | 2039 | 2040 | 2041
Total | Coal:Conventional | DEF | DEF
Total | Gas/Oil:Combined Cycle | DEF | DEF
Total | Gas/Oil:Combustion Turbine | DEF | DEF
Total | Gas/Oil:Steam Turbine | DEF | DEF

## NOx Allow
NOx Allowance Cost ($/Ton)
Base Case
Resource | Type | BA | Area | 2023 | 2024 | 2025 | 2026 | 2027 | 2028 | 2029 | 2030 | 2031 | 2032 | 2033 | 2034 | 2035 | 2036 | 2037 | 2038 | 2039 | 2040 | 2041
Anclote 1 | Gas/Oil:Steam Turbine | DEF | DEF
Anclote 2 | Gas/Oil:Steam Turbine | DEF | DEF
Bartow CC 1 0 | Gas/Oil:Combined Cycle | DEF | DEF
Bartow CC 1 PAG | Gas/Oil:Combined Cycle | DEF | DEF
BARTOW_P 1 | Gas/Oil:Combustion Turbine | DEF | DEF
BARTOW_P 2 | Gas/Oil:Combustion Turbine | DEF | DEF
BARTOW_P 3 | Gas/Oil:Combustion Turbine | DEF | DEF
BARTOW_P 4 | Gas/Oil:Combustion Turbine | DEF | DEF
BAYBORO_P 1 | Gas/Oil:Combustion Turbine | DEF | DEF
BAYBORO_P 2 | Gas/Oil:Combustion Turbine | DEF | DEF
BAYBORO_P 4 | Gas/Oil:Combustion Turbine | DEF | DEF
Citrus CC 1 | Gas/Oil:Combined Cycle | DEF | DEF
Citrus CC 1 Duct | Gas/Oil:Combined Cycle | DEF | DEF
Citrus CC 2 | Gas/Oil:Combined Cycle | DEF | DEF
Citrus CC 2 Duct | Gas/Oil:Combined Cycle | DEF | DEF
Crystal 4 | Coal:Conventional | DEF | DEF
Crystal 5 | Coal:Conventional | DEF | DEF
DEBARY 10 | Gas/Oil:Combustion Turbine | DEF | DEF
DEBARY 2 | Gas/Oil:Combustion Turbine | DEF | DEF
DEBARY 3 | Gas/Oil:Combustion Turbine | DEF | DEF
DEBARY 4 | Gas/Oil:Combustion Turbine | DEF | DEF
DEBARY 5 | Gas/Oil:Combustion Turbine | DEF | DEF
DEBARY 6 | Gas/Oil:Combustion Turbine | DEF | DEF
DEBARY 7 | Gas/Oil:Combustion Turbine | DEF | DEF
DEBARY 8 | Gas/Oil:Combustion Turbine | DEF | DEF
DEBARY 9 | Gas/Oil:Combustion Turbine | DEF | DEF
Gen 190MW CT | Gas/Oil:Combustion Turbine | DEF | DEF
Gen 190MW CT Ave | Gas/Oil:Combustion Turbine | DEF | DEF
Hines CC 1 | Gas/Oil:Combined Cycle | DEF | DEF
Hines CC 2 | Gas/Oil:Combined Cycle | DEF | DEF
Hines CC 3 | Gas/Oil:Combined Cycle | DEF | DEF
Hines CC 4 | Gas/Oil:Combined Cycle | DEF | DEF
INT CITY 1 | Gas/Oil:Combustion Turbine | DEF | DEF
INT CITY 10 | Gas/Oil:Combustion Turbine | DEF | DEF
INT CITY 11 | Gas/Oil:Combustion Turbine | DEF | DEF
INT CITY 12 | Gas/Oil:Combustion Turbine | DEF | DEF
INT CITY 13 | Gas/Oil:Combustion Turbine | DEF | DEF
INT CITY 14 | Gas/Oil:Combustion Turbine | DEF | DEF
INT CITY 2 | Gas/Oil:Combustion Turbine | DEF | DEF
INT CITY 3 | Gas/Oil:Combustion Turbine | DEF | DEF
INT CITY 4 | Gas/Oil:Combustion Turbine | DEF | DEF
INT CITY 5 | Gas/Oil:Combustion Turbine | DEF | DEF
INT CITY 6 | Gas/Oil:Combustion Turbine | DEF | DEF
INT CITY 7 | Gas/Oil:Combustion Turbine | DEF | DEF
INT CITY 8 | Gas/Oil:Combustion Turbine | DEF | DEF
INT CITY 9 | Gas/Oil:Combustion Turbine | DEF | DEF
NSG Vand CT 1 | Gas/Oil:Combustion Turbine | DEF | DEF
NSG Vand CT 2 | Gas/Oil:Combustion Turbine | DEF | DEF
NSG Vand CT 3 | Gas/Oil:Combustion Turbine | DEF | DEF
NSG Vand CT 4 | Gas/Oil:Combustion Turbine | DEF | DEF
Osprey 1 0 | Gas/Oil:Combined Cycle | DEF | DEF
Osprey 1 1 | Gas/Oil:Combined Cycle | DEF | DEF
Osprey 1 2 | Gas/Oil:Combined Cycle | DEF | DEF
OspreyAcq | Gas/Oil:Combined Cycle | DEF | DEF
OspreyAcqDF | Gas/Oil:Combined Cycle | DEF | DEF
Shady Hills 1 | Gas/Oil:Combustion Turbine | DEF | DEF
Shady Hills 2 | Gas/Oil:Combustion Turbine | DEF | DEF
Shady Hills 3 | Gas/Oil:Combustion Turbine | DEF | DEF
SUWANNEE_P 1 | Gas/Oil:Combustion Turbine | DEF | DEF
SUWANNEE_P 2 | Gas/Oil:Combustion Turbine | DEF | DEF
SUWANNEE_P 3 | Gas/Oil:Combustion Turbine | DEF | DEF
Tigerbay 1 | Gas/Oil:Combined Cycle | DEF | DEF
U OF FL 1 | Gas/Oil:Combustion Turbine | DEF | DEF
Group Totals
Resource | Type | BA | Area | 2023 | 2024 | 2025 | 2026 | 2027 | 2028 | 2029 | 2030 | 2031 | 2032 | 2033 | 2034 | 2035 | 2036 | 2037 | 2038 | 2039 | 2040 | 2041
Total | Coal:Conventional | DEF | DEF | 0 | 0 | 0 | 0 | 0 | 0 | 0 | 0 | 0 | 0 | 0 | 0
Total | Gas/Oil:Combined Cycle | DEF | DEF | 0 | 0 | 0 | 0 | 0 | 0 | 0 | 0 | 0 | 0 | 0 | 0 | 0 | 0 | 0 | 0 | 0 | 0 | 0
Total | Gas/Oil:Combustion Turbine | DEF | DEF | 0 | 0 | 0 | 0 | 0 | 0 | 0 | 0 | 0 | 0 | 0 | 0 | 0 | 0 | 0 | 0 | 0 | 0 | 0
Total | Gas/Oil:Steam Turbine | DEF | DEF | 0 | 0 | 0 | 0 | 0 | 0 | 0 | 0 | 0 | 0 | 0 | 0 | 0 | 0 | 0 | 0 | 0 | 0 | 0
Battery Case
Resource | Type | BA | Area | 2023 | 2024 | 2025 | 2026 | 2027 | 2028 | 2029 | 2030 | 2031 | 2032 | 2033 | 2034 | 2035 | 2036 | 2037 | 2038 | 2039 | 2040 | 2041
Anclote 1 | Gas/Oil:Steam Turbine | DEF | DEF
Anclote 2 | Gas/Oil:Steam Turbine | DEF | DEF
Bartow CC 1 0 | Gas/Oil:Combined Cycle | DEF | DEF
Bartow CC 1 PAG | Gas/Oil:Combined Cycle | DEF | DEF
BARTOW_P 1 | Gas/Oil:Combustion Turbine | DEF | DEF
BARTOW_P 2 | Gas/Oil:Combustion Turbine | DEF | DEF
BARTOW_P 3 | Gas/Oil:Combustion Turbine | DEF | DEF
BARTOW_P 4 | Gas/Oil:Combustion Turbine | DEF | DEF
BAYBORO_P 1 | Gas/Oil:Combustion Turbine | DEF | DEF
BAYBORO_P 2 | Gas/Oil:Combustion Turbine | DEF | DEF
BAYBORO_P 4 | Gas/Oil:Combustion Turbine | DEF | DEF
Citrus CC 1 | Gas/Oil:Combined Cycle | DEF | DEF
Citrus CC 1 Duct | Gas/Oil:Combined Cycle | DEF | DEF
Citrus CC 2 | Gas/Oil:Combined Cycle | DEF | DEF
Citrus CC 2 Duct | Gas/Oil:Combined Cycle | DEF | DEF
Crystal 4 | Coal:Conventional | DEF | DEF
Crystal 5 | Coal:Conventional | DEF | DEF
DEBARY 10 | Gas/Oil:Combustion Turbine | DEF | DEF
DEBARY 2 | Gas/Oil:Combustion Turbine | DEF | DEF
DEBARY 3 | Gas/Oil:Combustion Turbine | DEF | DEF
DEBARY 4 | Gas/Oil:Combustion Turbine | DEF | DEF
DEBARY 5 | Gas/Oil:Combustion Turbine | DEF | DEF
DEBARY 6 | Gas/Oil:Combustion Turbine | DEF | DEF
DEBARY 7 | Gas/Oil:Combustion Turbine | DEF | DEF
DEBARY 8 | Gas/Oil:Combustion Turbine | DEF | DEF
DEBARY 9 | Gas/Oil:Combustion Turbine | DEF | DEF
Gen 190MW CT | Gas/Oil:Combustion Turbine | DEF | DEF
Gen 190MW CT Ave | Gas/Oil:Combustion Turbine | DEF | DEF
Hines CC 1 | Gas/Oil:Combined Cycle | DEF | DEF
Hines CC 2 | Gas/Oil:Combined Cycle | DEF | DEF
Hines CC 3 | Gas/Oil:Combined Cycle | DEF | DEF
Hines CC 4 | Gas/Oil:Combined Cycle | DEF | DEF
INT CITY 1 | Gas/Oil:Combustion Turbine | DEF | DEF
INT CITY 10 | Gas/Oil:Combustion Turbine | DEF | DEF
INT CITY 11 | Gas/Oil:Combustion Turbine | DEF | DEF
INT CITY 12 | Gas/Oil:Combustion Turbine | DEF | DEF
INT CITY 13 | Gas/Oil:Combustion Turbine | DEF | DEF
INT CITY 14 | Gas/Oil:Combustion Turbine | DEF | DEF
INT CITY 2 | Gas/Oil:Combustion Turbine | DEF | DEF
INT CITY 3 | Gas/Oil:Combustion Turbine | DEF | DEF
INT CITY 4 | Gas/Oil:Combustion Turbine | DEF | DEF
INT CITY 5 | Gas/Oil:Combustion Turbine | DEF | DEF
INT CITY 6 | Gas/Oil:Combustion Turbine | DEF | DEF
INT CITY 7 | Gas/Oil:Combustion Turbine | DEF | DEF
INT CITY 8 | Gas/Oil:Combustion Turbine | DEF | DEF
INT CITY 9 | Gas/Oil:Combustion Turbine | DEF | DEF
NSG Vand CT 1 | Gas/Oil:Combustion Turbine | DEF | DEF
NSG Vand CT 2 | Gas/Oil:Combustion Turbine | DEF | DEF
NSG Vand CT 3 | Gas/Oil:Combustion Turbine | DEF | DEF
NSG Vand CT 4 | Gas/Oil:Combustion Turbine | DEF | DEF
Osprey 1 0 | Gas/Oil:Combined Cycle | DEF | DEF
Osprey 1 1 | Gas/Oil:Combined Cycle | DEF | DEF
Osprey 1 2 | Gas/Oil:Combined Cycle | DEF | DEF
OspreyAcq | Gas/Oil:Combined Cycle | DEF | DEF
OspreyAcqDF | Gas/Oil:Combined Cycle | DEF | DEF
Shady Hills 1 | Gas/Oil:Combustion Turbine | DEF | DEF
Shady Hills 2 | Gas/Oil:Combustion Turbine | DEF | DEF
Shady Hills 3 | Gas/Oil:Combustion Turbine | DEF | DEF
SUWANNEE_P 1 | Gas/Oil:Combustion Turbine | DEF | DEF
SUWANNEE_P 2 | Gas/Oil:Combustion Turbine | DEF | DEF
SUWANNEE_P 3 | Gas/Oil:Combustion Turbine | DEF | DEF
Tigerbay 1 | Gas/Oil:Combined Cycle | DEF | DEF
U OF FL 1 | Gas/Oil:Combustion Turbine | DEF | DEF
Group Totals
Resource | Type | BA | Area | 2023 | 2024 | 2025 | 2026 | 2027 | 2028 | 2029 | 2030 | 2031 | 2032 | 2033 | 2034 | 2035 | 2036 | 2037 | 2038 | 2039 | 2040 | 2041
Total | Coal:Conventional | DEF | DEF | 0 | 0 | 0 | 0 | 0 | 0 | 0 | 0 | 0 | 0 | 0 | 0
Total | Gas/Oil:Combined Cycle | DEF | DEF | 0 | 0 | 0 | 0 | 0 | 0 | 0 | 0 | 0 | 0 | 0 | 0 | 0 | 0 | 0 | 0 | 0 | 0 | 0
Total | Gas/Oil:Combustion Turbine | DEF | DEF | 0 | 0 | 0 | 0 | 0 | 0 | 0 | 0 | 0 | 0 | 0 | 0 | 0 | 0 | 0 | 0 | 0 | 0 | 0
Total | Gas/Oil:Steam Turbine | DEF | DEF | 0 | 0 | 0 | 0 | 0 | 0 | 0 | 0 | 0 | 0 | 0 | 0 | 0 | 0 | 0 | 0 | 0 | 0 | 0

## Other Emiss Cost
Other Emission Cost ($000)
Base Case
Resource | Type | BA | Area | 2023 | 2024 | 2025 | 2026 | 2027 | 2028 | 2029 | 2030 | 2031 | 2032 | 2033 | 2034 | 2035 | 2036 | 2037 | 2038 | 2039 | 2040 | 2041
Citrus CC 1 | Gas/Oil:Combined Cycle | DEF | DEF | 26.1924 | 28.5335 | 28.1149 | 32.8778 | 34.0796 | 32.3624 | 36.6083 | 37.9281 | 37.4414 | 40.7941 | 42.7059 | 45.0359 | 46.1938 | 49.8211 | 49.2881 | 54.1905 | 56.5161 | 55.461 | 58.1656
Citrus CC 1 Duct | Gas/Oil:Combined Cycle | DEF | DEF | 0.81794 | 0.87198 | 0.62234 | 0.73757 | 0.70454 | 0.71419 | 0.73246 | 0.57523 | 0.46367 | 0.52027 | 0.55183 | 0.8182 | 1.078 | 1.179 | 1.3969 | 1.2093 | 1.4604 | 1.2726 | 1.4012
Citrus CC 2 | Gas/Oil:Combined Cycle | DEF | DEF | 26.1359 | 28.49 | 29.9702 | 30.4199 | 35.1066 | 32.4719 | 37.5003 | 39.0815 | 37.0256 | 41.0796 | 42.8395 | 45.627 | 46.9812 | 49.8007 | 49.6235 | 53.8309 | 57.4962 | 52.6181 | 60.0177
Citrus CC 2 Duct | Gas/Oil:Combined Cycle | DEF | DEF | 0.77455 | 0.90234 | 0.67038 | 0.58133 | 0.6695 | 0.68507 | 0.74308 | 0.52929 | 0.44138 | 0.45639 | 0.50126 | 0.77956 | 0.98481 | 1.1401 | 1.2102 | 1.1231 | 1.3446 | 1.2479 | 1.2898
Crystal 4 | Coal:Conventional | DEF | DEF | 2023: 1248.6039; 2024: 1409.634; 2025: 1549.1041; 2026: 1392.0742; 2027: 1873.3749; 2028: 2636.5749; 2029: 2726.9395
Crystal 5 | Coal:Conventional | DEF | DEF | 2023: 841.717; 2024: 1429.8356; 2025: 1539.2078; 2026: 1446.5758; 2027: 1596.0879; 2028: 2361.1595; 2029: 2168.4843
Hines CC 1 | Gas/Oil:Combined Cycle | DEF | DEF | 58.4093 | 61.6462 | 66.2532 | 51.8065 | 58.5338 | 54.0676 | 60.0623 | 48.2927 | 31.1027 | 26.7195 | 37.3661 | 46.4301 | 65.6646 | 64.561 | 94.0375 | 67.3659 | 17.397
Hines CC 2 | Gas/Oil:Combined Cycle | DEF | DEF | 58.4177 | 64.9259 | 70.3886 | 79.81 | 78.0085 | 81.3118 | 73.7152 | 81.9126 | 72.4254 | 69.3933 | 65.614 | 78.1766 | 94.1573 | 94.5431 | 113.986 | 105.3217 | 96.8605 | 107.6073 | 96.3716
Hines CC 3 | Gas/Oil:Combined Cycle | DEF | DEF | 61.5174 | 64.5591 | 64.3227 | 71.278 | 87.0552 | 86.1407 | 91.3112 | 82.1204 | 97.8394 | 87.0174 | 101.7512 | 97.7137 | 116.1903 | 115.908 | 143.3016 | 120.169 | 129.7403 | 123.5745 | 128.501
Hines CC 4 | Gas/Oil:Combined Cycle | DEF | DEF | 55.6735 | 66.7317 | 53.9407 | 64.4623 | 61.5774 | 83.6011 | 80.6666 | 89.1368 | 76.1622 | 92.8171 | 92.6981 | 99.9067 | 97.8721 | 120.4435 | 121.9169 | 128.6858 | 128.8205 | 134.8725 | 120.1475
Osprey 1 0 | Gas/Oil:Combined Cycle | DEF | DEF | 2023: 35.1554; 2024: 36.265
Osprey 1 1 | Gas/Oil:Combined Cycle | DEF | DEF | 2023: 16.6334; 2024: 20.9569
Osprey 1 2 | Gas/Oil:Combined Cycle | DEF | DEF | 2023: 1.1568; 2024: 1.4
OspreyAcq | Gas/Oil:Combined Cycle | DEF | DEF |  | 16.6605 | 106.4983 | 108.5346 | 107.6606 | 122.4285 | 114.4443 | 117.116 | 120.7132 | 117.0345 | 124.7367 | 124.5521 | 132.4966 | 140.6926 | 168.99 | 145.8142 | 167.8936 | 162.4602 | 144.2783
OspreyAcqDF | Gas/Oil:Combined Cycle | DEF | DEF |  | 0.085166 | 2.4013 | 2.8605 | 2.3481 | 2.6661 | 2.7016 | 2.7518 | 1.977 | 1.9601 | 2.0651 | 3.2709 | 4.0894 | 4.5943 | 5.4607 | 4.5656 | 5.5923 | 5.2779 | 5.1428
Total |  |  |  | 2431.2051 | 3231.4981 | 3511.4946 | 3282.0184 | 3935.2067 | 5494.1837 | 5393.9093 | 499.4445 | 475.592 | 477.7923 | 510.8298 | 542.3109 | 605.708 | 642.6833 | 749.2115 | 682.2761 | 663.1216 | 644.392 | 615.3155
Group Totals
Resource | Type | BA | Area | 2023 | 2024 | 2025 | 2026 | 2027 | 2028 | 2029 | 2030 | 2031 | 2032 | 2033 | 2034 | 2035 | 2036 | 2037 | 2038 | 2039 | 2040 | 2041
Total | Coal:Conventional | DEF | DEF | 2023: 2090.3209; 2024: 2839.4696; 2025: 3088.3119; 2026: 2838.65; 2027: 3469.4627; 2028: 4997.7344; 2029: 4895.4238
Total | Gas/Oil:Combined Cycle | DEF | DEF | 340.8842 | 392.0285 | 423.1827 | 443.3685 | 465.744 | 496.4493 | 498.4855 | 499.4445 | 475.592 | 477.7923 | 510.8298 | 542.3109 | 605.708 | 642.6833 | 749.2115 | 682.2761 | 663.1216 | 644.392 | 615.3155
Battery Case
Resource | Type | BA | Area | 2023 | 2024 | 2025 | 2026 | 2027 | 2028 | 2029 | 2030 | 2031 | 2032 | 2033 | 2034 | 2035 | 2036 | 2037 | 2038 | 2039 | 2040 | 2041
Citrus CC 1 | Gas/Oil:Combined Cycle | DEF | DEF | 26.1875 | 28.5335 | 28.1149 | 32.8796 | 34.2436 | 32.4549 | 36.7489 | 38.0433 | 37.5148 | 40.749 | 42.6651 | 45.0388 | 46.1625 | 49.6197 | 49.1875 | 54.2026 | 56.2697 | 55.3834 | 57.9569
Citrus CC 1 Duct | Gas/Oil:Combined Cycle | DEF | DEF | 0.81942 | 0.87198 | 0.62234 | 0.73646 | 0.71858 | 0.70485 | 0.72918 | 0.57724 | 0.48814 | 0.54856 | 0.58217 | 0.85047 | 1.0977 | 1.1833 | 1.3903 | 1.2126 | 1.4582 | 1.2725 | 1.4667
Citrus CC 2 | Gas/Oil:Combined Cycle | DEF | DEF | 26.1351 | 28.49 | 29.9702 | 30.439 | 35.1732 | 32.5249 | 37.6082 | 39.1482 | 37.0288 | 40.9585 | 42.7399 | 45.4962 | 46.9305 | 49.663 | 49.3516 | 53.6459 | 57.4652 | 52.2641 | 59.8803
Citrus CC 2 Duct | Gas/Oil:Combined Cycle | DEF | DEF | 0.77786 | 0.90234 | 0.67038 | 0.58115 | 0.68661 | 0.67688 | 0.74597 | 0.52966 | 0.46327 | 0.49765 | 0.52877 | 0.80984 | 1.0263 | 1.1686 | 1.2244 | 1.1098 | 1.3653 | 1.2809 | 1.3338
Crystal 4 | Coal:Conventional | DEF | DEF | 2023: 1245.1024; 2024: 1409.634; 2025: 1549.1041; 2026: 1405.3327; 2027: 1839.54; 2028: 2437.6156; 2029: 2752.0999
Crystal 5 | Coal:Conventional | DEF | DEF | 2023: 835.0039; 2024: 1429.8356; 2025: 1539.2078; 2026: 1444.6114; 2027: 1421.3319; 2028: 2413.9262; 2029: 2132.1066
Hines CC 1 | Gas/Oil:Combined Cycle | DEF | DEF | 58.2593 | 61.6462 | 66.2532 | 52.6353 | 58.8527 | 53.9656 | 57.162 | 47.0727 | 34.3813 | 29.5421 | 36.5691 | 45.7419 | 63.6639 | 63.6052 | 94.8788 | 67.959 | 17.7994
Hines CC 2 | Gas/Oil:Combined Cycle | DEF | DEF | 57.9239 | 64.9259 | 70.3886 | 80.3124 | 76.1483 | 83.9084 | 74.5959 | 81.0988 | 74.8528 | 66.7134 | 64.7741 | 81.0474 | 95.8558 | 94.8909 | 115.1435 | 104.2356 | 96.1278 | 108.4486 | 97.8092
Hines CC 3 | Gas/Oil:Combined Cycle | DEF | DEF | 61.544 | 64.5591 | 64.3227 | 70.7401 | 87.7869 | 86.1826 | 92.0736 | 82.4463 | 95.9997 | 89.4396 | 100.2256 | 99.3653 | 115.3536 | 115.4474 | 142.6593 | 121.089 | 130.1585 | 123.6648 | 129.9305
Hines CC 4 | Gas/Oil:Combined Cycle | DEF | DEF | 55.6481 | 66.7317 | 53.9407 | 64.4368 | 62.604 | 83.8139 | 81.3207 | 88.9409 | 76.266 | 92.9796 | 93.3276 | 99.9403 | 97.7422 | 120.0197 | 122.4454 | 128.8173 | 130.1905 | 135.908 | 118.9533
Osprey 1 0 | Gas/Oil:Combined Cycle | DEF | DEF | 2023: 35.2519; 2024: 36.265
Osprey 1 1 | Gas/Oil:Combined Cycle | DEF | DEF | 2023: 16.7288; 2024: 20.9569
Osprey 1 2 | Gas/Oil:Combined Cycle | DEF | DEF | 2023: 1.1609; 2024: 1.4
OspreyAcq | Gas/Oil:Combined Cycle | DEF | DEF |  | 16.6605 | 106.4983 | 108.198 | 107.178 | 122.1098 | 114.1774 | 118.1885 | 120.1548 | 115.7982 | 124.504 | 123.4643 | 132.816 | 142.0868 | 168.0608 | 145.62 | 165.995 | 160.9652 | 144.0822
OspreyAcqDF | Gas/Oil:Combined Cycle | DEF | DEF |  | 0.085166 | 2.4013 | 2.8636 | 2.3751 | 2.6329 | 2.6939 | 2.7633 | 2.0434 | 2.0008 | 2.0996 | 3.2907 | 4.165 | 4.6253 | 5.4374 | 4.5623 | 5.6546 | 5.3242 | 5.2109
Total |  |  |  | 2420.5431 | 3231.4981 | 3511.4946 | 3293.7665 | 3726.6391 | 5350.5163 | 5382.0624 | 498.809 | 479.1931 | 479.2274 | 508.016 | 545.0454 | 604.8136 | 642.3098 | 749.7791 | 682.454 | 662.4843 | 644.5116 | 616.6238
Group Totals
Resource | Type | BA | Area | 2023 | 2024 | 2025 | 2026 | 2027 | 2028 | 2029 | 2030 | 2031 | 2032 | 2033 | 2034 | 2035 | 2036 | 2037 | 2038 | 2039 | 2040 | 2041
Total | Coal:Conventional | DEF | DEF | 2023: 2080.1063; 2024: 2839.4696; 2025: 3088.3119; 2026: 2849.9441; 2027: 3260.872; 2028: 4851.5418; 2029: 4884.2065
Total | Gas/Oil:Combined Cycle | DEF | DEF | 340.4368 | 392.0285 | 423.1827 | 443.8224 | 465.7672 | 498.9746 | 497.8559 | 498.809 | 479.1931 | 479.2274 | 508.016 | 545.0454 | 604.8136 | 642.3098 | 749.7791 | 682.454 | 662.4843 | 644.5116 | 616.6238

## Program Cost
Program Cost ($000)
Base Case
Resource | Type | Program | Area | 2023 | 2024 | 2025 | 2026 | 2027 | 2028 | 2029 | 2030 | 2031 | 2032 | 2033 | 2034 | 2035 | 2036 | 2037 | 2038 | 2039 | 2040 | 2041
DEF Nuclear GE X300 PTC | Nuclear:Nuclear | IRA PTC - Section 45Y | DEF | 2038: -145155.4238; 2039: -247871.1377; 2040: -405277.2402; 2041: -508164.7852
Solar DEF Bay Ranch | Renewable:Solar PV | IRA PTC - Section 45 | DEF | 2023: -4212.7274; 2024: -6795.3334; 2025: -6745.1015; 2026: -6711.3758; 2027: -7419.7992; 2028: -7400.4936; 2029: -7957.9314; 2030: -7918.1445; 2031: -7866.4749; 2032: -8462.5196; 2033: -2733.8227
Solar DEF Bay Trail | Renewable:Solar PV | IRA PTC - Section 45 | DEF | 2023: -6231.1819; 2024: -6779.9243; 2025: -6729.8496; 2026: -6696.1994; 2027: -7403.0233; 2028: -7383.7096; 2029: -7939.9379; 2030: -7900.2393; 2031: -7855.3438; 2032: -7378.442
Solar DEF Charlie Creek | Renewable:Solar PV | IRA PTC - Section 45 | DEF | 2023: -5916.1932; 2024: -6437.0753; 2025: -6389.6501; 2026: -6357.7004; 2027: -7028.7928; 2028: -7010.3301; 2029: -7538.5688; 2030: -7500.8764; 2031: -7440.6634; 2032: -5755.5387
Solar DEF County Line | Renewable:Solar PV | IRA PTC - Section 45Y | DEF | 2025: -6150.3913; 2026: -6770.1602; 2027: -7734.2841; 2028: -7714.0891; 2029: -7904.1368; 2030: -7864.6157; 2031: -8069.8314; 2032: -8180.472; 2033: -8137.1853; 2034: -8341.4928; 2035: -560.1469
Solar DEF Falmouth | Renewable:Solar PV | IRA PTC - Section 45 | DEF | 2024: -5904.9987; 2025: -6772.4485; 2026: -6738.5887; 2027: -7449.8822; 2028: -7430.5183; 2029: -7990.1991; 2030: -7950.2484; 2031: -7873.1498; 2032: -8496.8509; 2033: -8434.02; 2034: -1111.4531
Solar DEF Fort Green | Renewable:Solar PV | IRA PTC - Section 45 | DEF | 2023: -6220.3639; 2024: -6768.1834; 2025: -6718.1659; 2026: -6684.5749; 2027: -7390.1696; 2028: -7370.9212; 2029: -7926.1554; 2030: -7886.5228; 2031: -7829.7787; 2032: -4453.8052
Solar DEF Hardeetown | Renewable:Solar PV | IRA PTC - Section 45 | DEF | 2023: -4212.7274; 2024: -6795.3334; 2025: -6745.1015; 2026: -6711.3758; 2027: -7419.7992; 2028: -7400.4936; 2029: -7957.9314; 2030: -7918.1445; 2031: -7874.4742; 2032: -8462.5196; 2033: -2733.8227
Solar DEF High Spring | Renewable:Solar PV | IRA PTC - Section 45 | DEF | 2023: -2955.3067; 2024: -6802.1912; 2025: -6751.9255; 2026: -6718.1661; 2027: -7427.3059; 2028: -7407.9638; 2029: -7965.9834; 2030: -7926.1559; 2031: -7879.5413; 2032: -8471.0603; 2033: -4433.5594
Solar DEF Hildreth | Renewable:Solar PV | IRA PTC - Section 45 | DEF | 2023: -4212.7274; 2024: -6795.3334; 2025: -6745.1015; 2026: -6711.3758; 2027: -7419.7992; 2028: -7400.4936; 2029: -7957.9314; 2030: -7918.1445; 2031: -7863.6797; 2032: -8462.5196; 2033: -2733.8227
Solar DEF Mule Creek | Renewable:Solar PV | IRA PTC - Section 45 | DEF | 2024: -6378.8137; 2025: -6770.1609; 2026: -6736.3128; 2027: -7447.3665; 2028: -7427.9251; 2029: -7987.5; 2030: -7947.5629; 2031: -7877.8498; 2032: -8493.886; 2033: -8431.1709; 2034: -544.5873
Solar DEF NEW 1 PTC | Renewable:Solar PV | IRA PTC - Section 45Y | DEF | 2025: -12641.7499; 2026: -13012.2798; 2027: -14865.325; 2028: -14826.3274; 2029: -15191.794; 2030: -15115.8325; 2031: -15510.2643; 2032: -15807.7934; 2033: -15655.5541; 2034: -16024.3469
Solar DEF NEW 2 PTC | Renewable:Solar PV | IRA PTC - Section 45Y | DEF | 2025: -9438.9752; 2026: -26106.5164; 2027: -29824.2784; 2028: -29746.1622; 2029: -30479.2585; 2030: -30326.8702; 2031: -31118.2142; 2032: -31533.6116; 2033: -31409.9349; 2034: -32318.7819; 2035: -20766.8901
Solar DEF NEW 3 PTC | Renewable:Solar PV | IRA PTC - Section 45Y | DEF |  |  |  |  | -1695.9727 | -31789.421 | -63138.3906 | -86509.5513 | -121185.8799 | -165496.7754 | -210855.1387 | -215971.6875 | -221432.1572 | -227425.2148 | -223832.3447 | -193721.0088 | -162399.2227 | -137903.082 | -99507.0359
Solar DEF NEW 4 PTC | Renewable:Solar PV | IRA PTC - Section 45Y | DEF | 2026: -1477.1382; 2027: -30021.7216; 2028: -29942.9854; 2029: -30681.0383; 2030: -30526.9565; 2031: -31324.2236; 2032: -31793.1191; 2033: -31645.9906; 2034: -32440.6619; 2035: -33390.3877; 2036: -32394.71
Solar DEF NEW 6 PTC | Renewable:Solar PV | IRA PTC - Section 45Y | DEF | 2033: -5580.2969; 2034: -106147.2827; 2035: -199448.2051; 2036: -204959.6348; 2037: -203448.835; 2038: -207902.7891; 2039: -212307.0479; 2040: -217179.6973; 2041: -215578.7676
Solar DEF Sandy Creek | Renewable:Solar PV | IRA PTC - Section 45 | DEF | 2023: -5907.8998; 2024: -6428.0727; 2025: -6380.6924; 2026: -6348.788; 2027: -7018.9384; 2028: -7000.5258; 2029: -7528.0011; 2030: -7490.3602; 2031: -7439.6764; 2032: -3513.3764
Solar DEF Winquepin | Renewable:Solar PV | IRA PTC - Section 45 | DEF | 2024: -6378.8137; 2025: -6770.1609; 2026: -6736.3128; 2027: -7447.3665; 2028: -7427.9251; 2029: -7987.5; 2030: -7947.5629; 2031: -7896.9646; 2032: -8493.886; 2033: -8431.1709; 2034: -544.5873
Solar+Storage DEF NEW 1 PTC + ITC | Renewable:Solar PV | IRA PTC - Section 45Y | DEF | [6 empty] | -1079.2709 | -20185.7567 | -40430.9536 | -60093.7646 | -59442.5771 | -61128.6628 | -62725.2971 | -64780.865 | -64317.6143 | -65725.7578 | -65863.2227 | -44591.7705 | -21547.134
Total |  |  |  | -39869.1278 | -72264.0735 | -101749.4746 | -120516.8652 | -165013.8248 | -194680.2851 | -235211.5292 | -276833.5452 | -333336.9637 | -393349.9405 | -400658.0669 | -474573.544 | -538323.0841 | -529560.4246 | -491598.7939 | -612504.9795 | -688440.6309 | -804951.79 | -844797.7227
Group Totals
Resource | Type | Program | Area | 2023 | 2024 | 2025 | 2026 | 2027 | 2028 | 2029 | 2030 | 2031 | 2032 | 2033 | 2034 | 2035 | 2036 | 2037 | 2038 | 2039 | 2040 | 2041
Total | Nuclear:Nuclear | IRA PTC - Section 45Y | DEF | 2038: -145155.4238; 2039: -247871.1377; 2040: -405277.2402; 2041: -508164.7852
Total | Renewable:Solar PV | IRA PTC - Section 45 | DEF | -39869.1278 | -72264.0735 | -73518.3581 | -73150.7706 | -80872.243 | -80661.3 | -86737.64 | -86303.9622 | -85697.5966 | -80444.4043 | -37931.3893 | -2200.6276
Total | Renewable:Solar PV | IRA PTC - Section 45Y | DEF |  |  | -28231.1165 | -47366.0946 | -84141.5818 | -114018.9851 | -148473.8892 | -190529.583 | -247639.3671 | -312905.5361 | -362726.6776 | -472372.9164 | -538323.0841 | -529560.4246 | -491598.7939 | -467349.5557 | -440569.4932 | -399674.5498 | -336632.9375
Battery Case
Resource | Type | Program | Area | 2023 | 2024 | 2025 | 2026 | 2027 | 2028 | 2029 | 2030 | 2031 | 2032 | 2033 | 2034 | 2035 | 2036 | 2037 | 2038 | 2039 | 2040 | 2041
DEF Nuclear GE X300 PTC | Nuclear:Nuclear | IRA PTC - Section 45Y | DEF | 2038: -145233.3965; 2039: -247617.5859; 2040: -405277.6582; 2041: -508436.5859
Solar DEF Bay Ranch | Renewable:Solar PV | IRA PTC - Section 45 | DEF | 2023: -4212.7274; 2024: -6795.3334; 2025: -6745.1015; 2026: -6711.3758; 2027: -7419.7992; 2028: -7400.4936; 2029: -7957.9314; 2030: -7918.1445; 2031: -7874.0327; 2032: -8462.5196; 2033: -2733.8227
Solar DEF Bay Trail | Renewable:Solar PV | IRA PTC - Section 45 | DEF | 2023: -6231.1819; 2024: -6779.9243; 2025: -6729.8496; 2026: -6696.1994; 2027: -7403.0233; 2028: -7383.7096; 2029: -7939.9379; 2030: -7900.2393; 2031: -7837.4563; 2032: -7378.442
Solar DEF Charlie Creek | Renewable:Solar PV | IRA PTC - Section 45 | DEF | 2023: -5916.1932; 2024: -6437.0753; 2025: -6389.6501; 2026: -6357.7004; 2027: -7028.7928; 2028: -7010.3301; 2029: -7538.5688; 2030: -7500.8764; 2031: -7457.3386; 2032: -5755.5387
Solar DEF County Line | Renewable:Solar PV | IRA PTC - Section 45Y | DEF | 2025: -6150.3913; 2026: -6770.1602; 2027: -7734.2841; 2028: -7714.0891; 2029: -7904.1368; 2030: -7864.6157; 2031: -8069.8314; 2032: -8158.4642; 2033: -8113.8998; 2034: -8339.9951; 2035: -560.1469
Solar DEF Falmouth | Renewable:Solar PV | IRA PTC - Section 45 | DEF | 2024: -5904.9987; 2025: -6772.4485; 2026: -6738.5887; 2027: -7449.8822; 2028: -7430.5183; 2029: -7990.1991; 2030: -7950.2484; 2031: -7870.9672; 2032: -8496.8509; 2033: -8434.02; 2034: -1111.4531
Solar DEF Fort Green | Renewable:Solar PV | IRA PTC - Section 45 | DEF | 2023: -6220.3639; 2024: -6768.1834; 2025: -6718.1659; 2026: -6684.5749; 2027: -7390.1696; 2028: -7370.9212; 2029: -7926.1554; 2030: -7886.5228; 2031: -7842.4179; 2032: -4453.8052
Solar DEF Hardeetown | Renewable:Solar PV | IRA PTC - Section 45 | DEF | 2023: -4212.7274; 2024: -6795.3334; 2025: -6745.1015; 2026: -6711.3758; 2027: -7419.7992; 2028: -7400.4936; 2029: -7957.9314; 2030: -7918.1445; 2031: -7874.0134; 2032: -8462.5196; 2033: -2733.8227
Solar DEF High Spring | Renewable:Solar PV | IRA PTC - Section 45 | DEF | 2023: -2955.3067; 2024: -6802.1912; 2025: -6751.9255; 2026: -6718.1661; 2027: -7427.3059; 2028: -7407.9638; 2029: -7965.9834; 2030: -7926.1559; 2031: -7869.4493; 2032: -8471.0603; 2033: -4433.5594
Solar DEF Hildreth | Renewable:Solar PV | IRA PTC - Section 45 | DEF | 2023: -4212.7274; 2024: -6795.3334; 2025: -6745.1015; 2026: -6711.3758; 2027: -7419.7992; 2028: -7400.4936; 2029: -7957.9314; 2030: -7918.1445; 2031: -7867.4044; 2032: -8462.5196; 2033: -2733.8227
Solar DEF Mule Creek | Renewable:Solar PV | IRA PTC - Section 45 | DEF | 2024: -6378.8137; 2025: -6770.1609; 2026: -6736.3128; 2027: -7447.3665; 2028: -7427.9251; 2029: -7987.5; 2030: -7947.5629; 2031: -7904.7015; 2032: -8493.886; 2033: -8431.1709; 2034: -544.5873
Solar DEF NEW 1 PTC | Renewable:Solar PV | IRA PTC - Section 45Y | DEF | 2025: -12641.7499; 2026: -13012.2798; 2027: -14865.325; 2028: -14826.3274; 2029: -15191.794; 2030: -15115.8325; 2031: -15510.2643; 2032: -15702.6498; 2033: -15561.2341; 2034: -16011.915
Solar DEF NEW 2 PTC | Renewable:Solar PV | IRA PTC - Section 45Y | DEF | 2025: -9438.9752; 2026: -26106.5164; 2027: -29824.2784; 2028: -29746.1622; 2029: -30479.2585; 2030: -30326.8702; 2031: -31118.2142; 2032: -31605.1447; 2033: -31327.5908; 2034: -32249.2421; 2035: -20791.0691
Solar DEF NEW 3 PTC | Renewable:Solar PV | IRA PTC - Section 45Y | DEF |  |  |  |  | -1695.9727 | -31789.421 | -63138.3906 | -86509.5513 | -121185.8799 | -165649.2432 | -210851.1641 | -216006.5361 | -221483.7471 | -227434.1797 | -223832.3447 | -193721.0088 | -162399.2227 | -137903.082 | -99507.0359
Solar DEF NEW 4 PTC | Renewable:Solar PV | IRA PTC - Section 45Y | DEF | 2026: -1477.1382; 2027: -30021.7216; 2028: -29942.9854; 2029: -30681.0383; 2030: -30527.6349; 2031: -31324.2236; 2032: -31714.647; 2033: -31501.0757; 2034: -32428.9775; 2035: -33434.2129; 2036: -32397.6509
Solar DEF NEW 6 PTC | Renewable:Solar PV | IRA PTC - Section 45Y | DEF | 2033: -5580.2969; 2034: -106037.1621; 2035: -199079.8564; 2036: -204959.6348; 2037: -203448.835; 2038: -207902.7891; 2039: -212307.0479; 2040: -217179.6973; 2041: -215578.7676
Solar DEF Sandy Creek | Renewable:Solar PV | IRA PTC - Section 45 | DEF | 2023: -5907.8998; 2024: -6428.0727; 2025: -6380.6924; 2026: -6348.788; 2027: -7018.9384; 2028: -7000.5258; 2029: -7528.0011; 2030: -7490.3602; 2031: -7441.0354; 2032: -3513.3764
Solar DEF Winquepin | Renewable:Solar PV | IRA PTC - Section 45 | DEF | 2024: -6378.8137; 2025: -6770.1609; 2026: -6736.3128; 2027: -7447.3665; 2028: -7427.9251; 2029: -7987.5; 2030: -7947.5629; 2031: -7888.1591; 2032: -8493.886; 2033: -8431.1709; 2034: -544.5873
Solar+Storage DEF NEW 1 PTC + ITC | Renewable:Solar PV | IRA PTC - Section 45Y | DEF | [6 empty] | -1079.2709 | -20185.7567 | -40430.9536 | -59820.6631 | -59521.228 | -61022.7905 | -62834.2756 | -64755.3914 | -64317.6143 | -65725.7578 | -65863.2227 | -44591.7705 | -21547.134
Total |  |  |  | -39869.1278 | -72264.0735 | -101749.4746 | -120516.8652 | -165013.8248 | -194680.2851 | -235211.5292 | -276834.2235 | -333366.3429 | -393095.2162 | -400387.8787 | -474297.2461 | -538183.308 | -529546.8567 | -491598.7939 | -612582.9521 | -688187.0791 | -804952.208 | -845069.5234
Group Totals
Resource | Type | Program | Area | 2023 | 2024 | 2025 | 2026 | 2027 | 2028 | 2029 | 2030 | 2031 | 2032 | 2033 | 2034 | 2035 | 2036 | 2037 | 2038 | 2039 | 2040 | 2041
Total | Nuclear:Nuclear | IRA PTC - Section 45Y | DEF | 2038: -145233.3965; 2039: -247617.5859; 2040: -405277.6582; 2041: -508436.5859
Total | Renewable:Solar PV | IRA PTC - Section 45 | DEF | -39869.1278 | -72264.0735 | -73518.3581 | -73150.7706 | -80872.243 | -80661.3 | -86737.64 | -86303.9622 | -85726.9758 | -80444.4043 | -37931.3893 | -2200.6276
Total | Renewable:Solar PV | IRA PTC - Section 45Y | DEF |  |  | -28231.1165 | -47366.0946 | -84141.5818 | -114018.9851 | -148473.8892 | -190530.2613 | -247639.3671 | -312650.8119 | -362456.4894 | -472096.6185 | -538183.308 | -529546.8567 | -491598.7939 | -467349.5557 | -440569.4932 | -399674.5498 | -336632.9375

## Program Rate
Program Rate ($/MWh)
Base Case
Resource | Type | Program | Area | 2023 | 2024 | 2025 | 2026 | 2027 | 2028 | 2029 | 2030 | 2031 | 2032 | 2033 | 2034 | 2035 | 2036 | 2037 | 2038 | 2039 | 2040 | 2041
DEF Nuclear GE X300 PTC | Nuclear:Nuclear | IRA PTC - Section 45Y | DEF | 2038: -50.9007; 2039: -52.24; 2040: -53.5795; 2041: -53.5795
Solar DEF Bay Ranch | Renewable:Solar PV | IRA PTC - Section 45 | DEF | 2023: -33.1525; 2024: -36.1664; 2025: -36.1664; 2026: -36.1664; 2027: -40.1849; 2028: -40.1849; 2029: -43.5336; 2030: -43.5336; 2031: -43.5336; 2032: -46.8823; 2033: -46.8823
Solar DEF Bay Trail | Renewable:Solar PV | IRA PTC - Section 45 | DEF | 2023: -33.1525; 2024: -36.1664; 2025: -36.1664; 2026: -36.1664; 2027: -40.1849; 2028: -40.1848; 2029: -43.5336; 2030: -43.5336; 2031: -43.5336; 2032: -46.8823
Solar DEF Charlie Creek | Renewable:Solar PV | IRA PTC - Section 45 | DEF | 2023: -33.1525; 2024: -36.1664; 2025: -36.1664; 2026: -36.1664; 2027: -40.1849; 2028: -40.1849; 2029: -43.5336; 2030: -43.5336; 2031: -43.5336; 2032: -46.8823
Solar DEF County Line | Renewable:Solar PV | IRA PTC - Section 45Y | DEF | 2025: -34.9608; 2026: -36.1664; 2027: -41.5243; 2028: -41.5243; 2029: -42.8638; 2030: -42.8638; 2031: -44.2033; 2032: -45.5428; 2033: -45.5428; 2034: -46.8823; 2035: -48.2218
Solar DEF Falmouth | Renewable:Solar PV | IRA PTC - Section 45 | DEF | 2024: -36.1664; 2025: -36.1664; 2026: -36.1664; 2027: -40.1849; 2028: -40.1849; 2029: -43.5336; 2030: -43.5336; 2031: -43.5336; 2032: -46.8823; 2033: -46.8823; 2034: -46.8823
Solar DEF Fort Green | Renewable:Solar PV | IRA PTC - Section 45 | DEF | 2023: -33.1525; 2024: -36.1664; 2025: -36.1664; 2026: -36.1664; 2027: -40.1849; 2028: -40.1849; 2029: -43.5336; 2030: -43.5336; 2031: -43.5336; 2032: -46.8823
Solar DEF Hardeetown | Renewable:Solar PV | IRA PTC - Section 45 | DEF | 2023: -33.1525; 2024: -36.1664; 2025: -36.1664; 2026: -36.1664; 2027: -40.1849; 2028: -40.1849; 2029: -43.5336; 2030: -43.5336; 2031: -43.5336; 2032: -46.8823; 2033: -46.8823
Solar DEF High Spring | Renewable:Solar PV | IRA PTC - Section 45 | DEF | 2023: -33.1525; 2024: -36.1664; 2025: -36.1664; 2026: -36.1664; 2027: -40.1849; 2028: -40.1849; 2029: -43.5336; 2030: -43.5336; 2031: -43.5336; 2032: -46.8823; 2033: -46.8823
Solar DEF Hildreth | Renewable:Solar PV | IRA PTC - Section 45 | DEF | 2023: -33.1525; 2024: -36.1664; 2025: -36.1664; 2026: -36.1664; 2027: -40.1849; 2028: -40.1849; 2029: -43.5336; 2030: -43.5336; 2031: -43.5336; 2032: -46.8823; 2033: -46.8823
Solar DEF Mule Creek | Renewable:Solar PV | IRA PTC - Section 45 | DEF | 2024: -36.1664; 2025: -36.1664; 2026: -36.1664; 2027: -40.1849; 2028: -40.1849; 2029: -43.5336; 2030: -43.5336; 2031: -43.5336; 2032: -46.8823; 2033: -46.8823; 2034: -46.8823
Solar DEF NEW 1 PTC | Renewable:Solar PV | IRA PTC - Section 45Y | DEF | 2025: -34.9608; 2026: -36.1664; 2027: -41.5243; 2028: -41.5243; 2029: -42.8638; 2030: -42.8638; 2031: -44.2033; 2032: -45.5428; 2033: -45.5428; 2034: -46.8823
Solar DEF NEW 2 PTC | Renewable:Solar PV | IRA PTC - Section 45Y | DEF | 2025: -34.9608; 2026: -36.1664; 2027: -41.5243; 2028: -41.5243; 2029: -42.8638; 2030: -42.8638; 2031: -44.2033; 2032: -45.5428; 2033: -45.5428; 2034: -46.8823; 2035: -48.2218
Solar DEF NEW 3 PTC | Renewable:Solar PV | IRA PTC - Section 45Y | DEF |  |  |  |  | -41.5244 | -41.5243 | -42.8638 | -42.8638 | -44.2033 | -45.5428 | -45.5428 | -46.8823 | -48.2218 | -49.5613 | -49.5613 | -50.9008 | -52.2403 | -53.5798 | -53.5798
Solar DEF NEW 4 PTC | Renewable:Solar PV | IRA PTC - Section 45Y | DEF | 2026: -36.1664; 2027: -41.5243; 2028: -41.5243; 2029: -42.8638; 2030: -42.8638; 2031: -44.2033; 2032: -45.5428; 2033: -45.5428; 2034: -46.8823; 2035: -48.2218; 2036: -49.5613
Solar DEF NEW 6 PTC | Renewable:Solar PV | IRA PTC - Section 45Y | DEF | 2033: -45.5428; 2034: -46.8823; 2035: -48.2218; 2036: -49.5613; 2037: -49.5613; 2038: -50.9008; 2039: -52.2403; 2040: -53.5798; 2041: -53.5798
Solar DEF Sandy Creek | Renewable:Solar PV | IRA PTC - Section 45 | DEF | 2023: -33.1525; 2024: -36.1664; 2025: -36.1664; 2026: -36.1664; 2027: -40.1848; 2028: -40.1849; 2029: -43.5336; 2030: -43.5336; 2031: -43.5336; 2032: -46.8823
Solar DEF Winquepin | Renewable:Solar PV | IRA PTC - Section 45 | DEF | 2024: -36.1664; 2025: -36.1664; 2026: -36.1664; 2027: -40.1849; 2028: -40.1849; 2029: -43.5336; 2030: -43.5336; 2031: -43.5336; 2032: -46.8823; 2033: -46.8823; 2034: -46.8823
Solar+Storage DEF NEW 1 PTC + ITC | Renewable:Solar PV | IRA PTC - Section 45Y | DEF | [6 empty] | -42.8639 | -42.8638 | -44.2034 | -45.5428 | -45.5428 | -46.8823 | -48.2218 | -49.5613 | -49.5613 | -50.9008 | -52.2403 | -53.5798 | -53.5798
Group Totals
Resource | Type | Program | Area | 2023 | 2024 | 2025 | 2026 | 2027 | 2028 | 2029 | 2030 | 2031 | 2032 | 2033 | 2034 | 2035 | 2036 | 2037 | 2038 | 2039 | 2040 | 2041
Total | Nuclear:Nuclear | IRA PTC - Section 45Y | DEF | 2038: -50.9007; 2039: -52.24; 2040: -53.5795; 2041: -53.5795
Total | Renewable:Solar PV | IRA PTC - Section 45 | DEF | -33.1525 | -36.1664 | -36.1664 | -36.1664 | -40.1849 | -40.1849 | -43.5336 | -43.5336 | -43.5336 | -46.8823 | -46.8823 | -46.8823
Total | Renewable:Solar PV | IRA PTC - Section 45Y | DEF |  |  | -34.9608 | -36.1664 | -41.5243 | -41.5243 | -42.8638 | -42.8638 | -44.2033 | -45.5428 | -45.5428 | -46.8823 | -48.2218 | -49.5613 | -49.5613 | -50.9008 | -52.2403 | -53.5798 | -53.5798
Battery Case
Resource | Type | Program | Area | 2023 | 2024 | 2025 | 2026 | 2027 | 2028 | 2029 | 2030 | 2031 | 2032 | 2033 | 2034 | 2035 | 2036 | 2037 | 2038 | 2039 | 2040 | 2041
DEF Nuclear GE X300 PTC | Nuclear:Nuclear | IRA PTC - Section 45Y | DEF | 2038: -50.9007; 2039: -52.24; 2040: -53.5795; 2041: -53.5794
Solar DEF Bay Ranch | Renewable:Solar PV | IRA PTC - Section 45 | DEF | 2023: -33.1525; 2024: -36.1664; 2025: -36.1664; 2026: -36.1664; 2027: -40.1849; 2028: -40.1849; 2029: -43.5336; 2030: -43.5336; 2031: -43.5336; 2032: -46.8823; 2033: -46.8823
Solar DEF Bay Trail | Renewable:Solar PV | IRA PTC - Section 45 | DEF | 2023: -33.1525; 2024: -36.1664; 2025: -36.1664; 2026: -36.1664; 2027: -40.1849; 2028: -40.1848; 2029: -43.5336; 2030: -43.5336; 2031: -43.5336; 2032: -46.8823
Solar DEF Charlie Creek | Renewable:Solar PV | IRA PTC - Section 45 | DEF | 2023: -33.1525; 2024: -36.1664; 2025: -36.1664; 2026: -36.1664; 2027: -40.1849; 2028: -40.1849; 2029: -43.5336; 2030: -43.5336; 2031: -43.5336; 2032: -46.8823
Solar DEF County Line | Renewable:Solar PV | IRA PTC - Section 45Y | DEF | 2025: -34.9608; 2026: -36.1664; 2027: -41.5243; 2028: -41.5243; 2029: -42.8638; 2030: -42.8638; 2031: -44.2033; 2032: -45.5428; 2033: -45.5428; 2034: -46.8823; 2035: -48.2218
Solar DEF Falmouth | Renewable:Solar PV | IRA PTC - Section 45 | DEF | 2024: -36.1664; 2025: -36.1664; 2026: -36.1664; 2027: -40.1849; 2028: -40.1849; 2029: -43.5336; 2030: -43.5336; 2031: -43.5336; 2032: -46.8823; 2033: -46.8823; 2034: -46.8823
Solar DEF Fort Green | Renewable:Solar PV | IRA PTC - Section 45 | DEF | 2023: -33.1525; 2024: -36.1664; 2025: -36.1664; 2026: -36.1664; 2027: -40.1849; 2028: -40.1849; 2029: -43.5336; 2030: -43.5336; 2031: -43.5336; 2032: -46.8823
Solar DEF Hardeetown | Renewable:Solar PV | IRA PTC - Section 45 | DEF | 2023: -33.1525; 2024: -36.1664; 2025: -36.1664; 2026: -36.1664; 2027: -40.1849; 2028: -40.1849; 2029: -43.5336; 2030: -43.5336; 2031: -43.5336; 2032: -46.8823; 2033: -46.8823
Solar DEF High Spring | Renewable:Solar PV | IRA PTC - Section 45 | DEF | 2023: -33.1525; 2024: -36.1664; 2025: -36.1664; 2026: -36.1664; 2027: -40.1849; 2028: -40.1849; 2029: -43.5336; 2030: -43.5336; 2031: -43.5336; 2032: -46.8823; 2033: -46.8823
Solar DEF Hildreth | Renewable:Solar PV | IRA PTC - Section 45 | DEF | 2023: -33.1525; 2024: -36.1664; 2025: -36.1664; 2026: -36.1664; 2027: -40.1849; 2028: -40.1849; 2029: -43.5336; 2030: -43.5336; 2031: -43.5336; 2032: -46.8823; 2033: -46.8823
Solar DEF Mule Creek | Renewable:Solar PV | IRA PTC - Section 45 | DEF | 2024: -36.1664; 2025: -36.1664; 2026: -36.1664; 2027: -40.1849; 2028: -40.1849; 2029: -43.5336; 2030: -43.5336; 2031: -43.5336; 2032: -46.8823; 2033: -46.8823; 2034: -46.8823
Solar DEF NEW 1 PTC | Renewable:Solar PV | IRA PTC - Section 45Y | DEF | 2025: -34.9608; 2026: -36.1664; 2027: -41.5243; 2028: -41.5243; 2029: -42.8638; 2030: -42.8638; 2031: -44.2033; 2032: -45.5428; 2033: -45.5428; 2034: -46.8823
Solar DEF NEW 2 PTC | Renewable:Solar PV | IRA PTC - Section 45Y | DEF | 2025: -34.9608; 2026: -36.1664; 2027: -41.5243; 2028: -41.5243; 2029: -42.8638; 2030: -42.8638; 2031: -44.2033; 2032: -45.5428; 2033: -45.5428; 2034: -46.8823; 2035: -48.2218
Solar DEF NEW 3 PTC | Renewable:Solar PV | IRA PTC - Section 45Y | DEF |  |  |  |  | -41.5244 | -41.5243 | -42.8638 | -42.8638 | -44.2033 | -45.5428 | -45.5428 | -46.8823 | -48.2218 | -49.5613 | -49.5613 | -50.9008 | -52.2403 | -53.5798 | -53.5798
Solar DEF NEW 4 PTC | Renewable:Solar PV | IRA PTC - Section 45Y | DEF | 2026: -36.1664; 2027: -41.5243; 2028: -41.5243; 2029: -42.8638; 2030: -42.8638; 2031: -44.2033; 2032: -45.5428; 2033: -45.5428; 2034: -46.8823; 2035: -48.2218; 2036: -49.5613
Solar DEF NEW 6 PTC | Renewable:Solar PV | IRA PTC - Section 45Y | DEF | 2033: -45.5428; 2034: -46.8823; 2035: -48.2218; 2036: -49.5613; 2037: -49.5613; 2038: -50.9008; 2039: -52.2403; 2040: -53.5798; 2041: -53.5798
Solar DEF Sandy Creek | Renewable:Solar PV | IRA PTC - Section 45 | DEF | 2023: -33.1525; 2024: -36.1664; 2025: -36.1664; 2026: -36.1664; 2027: -40.1848; 2028: -40.1849; 2029: -43.5336; 2030: -43.5336; 2031: -43.5336; 2032: -46.8823
Solar DEF Winquepin | Renewable:Solar PV | IRA PTC - Section 45 | DEF | 2024: -36.1664; 2025: -36.1664; 2026: -36.1664; 2027: -40.1849; 2028: -40.1849; 2029: -43.5336; 2030: -43.5336; 2031: -43.5336; 2032: -46.8823; 2033: -46.8823; 2034: -46.8823
Solar+Storage DEF NEW 1 PTC + ITC | Renewable:Solar PV | IRA PTC - Section 45Y | DEF | [6 empty] | -42.8639 | -42.8638 | -44.2034 | -45.5428 | -45.5428 | -46.8823 | -48.2218 | -49.5613 | -49.5613 | -50.9008 | -52.2403 | -53.5798 | -53.5798
Group Totals
Resource | Type | Program | Area | 2023 | 2024 | 2025 | 2026 | 2027 | 2028 | 2029 | 2030 | 2031 | 2032 | 2033 | 2034 | 2035 | 2036 | 2037 | 2038 | 2039 | 2040 | 2041
Total | Nuclear:Nuclear | IRA PTC - Section 45Y | DEF | 2038: -50.9007; 2039: -52.24; 2040: -53.5795; 2041: -53.5794
Total | Renewable:Solar PV | IRA PTC - Section 45 | DEF | -33.1525 | -36.1664 | -36.1664 | -36.1664 | -40.1849 | -40.1849 | -43.5336 | -43.5336 | -43.5336 | -46.8823 | -46.8823 | -46.8823
Total | Renewable:Solar PV | IRA PTC - Section 45Y | DEF |  |  | -34.9608 | -36.1664 | -41.5243 | -41.5243 | -42.8638 | -42.8638 | -44.2033 | -45.5428 | -45.5428 | -46.8823 | -48.2218 | -49.5613 | -49.5613 | -50.9008 | -52.2403 | -53.5798 | -53.5798