## COS Inputs
Distribution Workpaper MDS Calculation | Direct Assign. [Cust] | Service Level | Voltage Ratios | MDS Ratios
1 | 3 | 5 | 6 | 8
OVERHEAD LINES | 4542.906 | Secondary | 13.2% | 73.39%
Account 365 |  | Primary | 86.8% | 42.75%
UNDERGROUND LINES | 385.7318 | Secondary | 7.084% | 15.97%
Accounts 366 & 367 |  | Primary | 92.92% | 46.87%
POLES | 32074.4341 | Secondary | 23.1% | 57.37%
Account 364 |  | Primary | 76.9% | 54.19%
TRANSFORMERS | 0 | Secondary | 83.55% | 64.91%
Account 368 |  | Primary | 16.45% | 72.38%

## Summary
|  |  | PRIMARY | [5 empty] | SECONDARY
FERC | MATERIAL | TOTAL | WEIGHT | $ TBA | CUST % | CUST $ | DEM % | DEM $ | WEIGHT | $ TBA | CUST % | CUST $ | DEM % | DEM $
364 | Pole | 350982037.51 | 76.9% | 269918395.6939 | 54.19% | 146266781.4281 | 45.81% | 123651614.2658 | 23.1% | 81063641.82 | 57.37% | 46510209.0005 | 42.63% | 34553432.8195
OVERHEAD LINES
365 | Conductors | 196285770 | 81.76% | 160474044.4008 | 34.06% | 54662873.7254 | 65.94% | 105811170.6755 | 18.24% | 35811725.6 | 73.39% | 26282757.0722 | 26.61% | 9528968.5278
367 | Conductors (OH) | 669578.02 | 61.9% | 414438.68 | 34.06% | 141171.7971 | 65.94% | 273266.8829 | 38.1% | 255139.34 | 73.39% | 187250.5494 | 26.61% | 67888.7906
365 | Switches | 43788614.07 | 100% | 43788614.07 | 34.06% | 14915879.3277 | 65.94% | 28872734.7423 | 0% | 0 | 73.39% | 0 | 26.61% | 0
367 | Switches (Prm) | 1688633.57 | 100% | 1688633.57 | 34.06% | 575205.5664 | 65.94% | 1113428.0036 | 0% | 0 | 73.39% | 0 | 26.61% | 0
368 | Switches | 43947.99 | 100% | 43947.99 | 34.06% | 14970.1681 | 65.94% | 28977.8219 | 0% | 0 | 73.39% | 0 | 26.61% | 0
368 | Voltage Regulators | 3334767.07 | 100% | 3334767.07 | 0% | 0 | 100% | 3334767.07 | 0% | 0 | 0% | 0 | 100% | 0
368 | Lightning Arresters | 74598.4069 | 100% | 74598.4069 | 0% | 0 | 100% | 74598.4069 | -0% | 0 | 0% | 0 | 100% | 0
368 | Capacitors (3-Phase Banks) | 28967725.41 | 100% | 28967725.41 | 0% | 0 | 100% | 28967725.41 | 0% | 0 | 0% | 0 | 100% | 0
368 | Cap Bank Switches | 2424301.53 | 100% | 2424301.53 | 0% | 0 | 100% | 2424301.53 | 0% | 0 | 0% | 0 | 100% | 0
365 | Cap Bank Switches | 90672.7 | 100% | 90672.7 | 0% | 0 | 100% | 90672.7 | 0% | 0 | 0% | 0 | 100% | 0
368 | Cutouts | 1832130.9759 | 100% | 1832130.9759 | 0% | 0 | 100% | 1832130.9759 | 0% | 0 | 0% | 0 | 100% | 0
365 | Sectionalizers | 31053417.2 | 100% | 31053417.2 | 100% | 31053417.2 | 0% | 0 | 0% | 0 | 100% | 0 | 0% | 0
368 | Cutouts (Protection) | 31421046.2373 | 100% | 31421046.2373 | 100% | 31421046.2373 | 0% | 0 | 0% | 0 | 100% | 0 | 0% | 0
368 | Lightning Arresters (Protection) | 68513308.298 | 100% | 68513308.298 | 100% | 68513308.298 | 0% | 0 | 0% | 0 | 100% | 0 | 0% | 0
368 | Sub Arresters | 16022.26 | 100% | 16022.26 | 100% | 16022.26 | 0% | 0 | 0% | 0 | 100% | 0 | 0% | 0
365 | Phase Converter | 1043.65 | 0% | 0 | 0% | 0 | 100% | 0 | 100% | 1043.65 | 0% | 0 | 100% | 1043.65
UNDERGROUND LINES
367 | Conductors | 214211770.92 | 90.69% | 194263405.3473 | 46.91% | 91133662.9455 | 53.09% | 103129742.4018 | 9.312% | 19948365.57 | 14.86% | 2964645.8949 | 85.14% | 16983719.6751
365 | Conductors (UG) | 30.55 | 90.73% | 27.7178 | 46.91% | 13.0031 | 53.09% | 14.7147 | 9.264% | 2.83 | 14.86% | 0.42058 | 85.14% | 2.4094
367 | Potheads | 55022785.48 | 100% | 55022785.48 | 46.91% | 25812519.745 | 53.09% | 29210265.735 | 0% | 0 | 14.86% | 0 | 85.14% | 0
365 | Potheads | 4719.51 | 100% | 4719.51 | 46.91% | 2214.0363 | 53.09% | 2505.4737 | 0% | 0 | 14.86% | 0 | 85.14% | 0
366 | Conduit | 318334810.02 | 90.73% | 288822552.6589 | 46.91% | 135493646.4642 | 53.09% | 153328906.1947 | 9.271% | 29512257.36 | 14.86% | 4385993.0441 | 85.14% | 25126264.3159
368 | Conduit | 469.94 | 90.73% | 426.3727 | 46.91% | 200.0217 | 53.09% | 226.3509 | 9.271% | 43.57 | 14.86% | 6.4752 | 85.14% | 37.0948
366 | Conduit Bridge | 16551.53 | 100% | 16551.53 | 46.91% | 7764.7231 | 53.09% | 8786.8069 | 0% | 0 | 14.86% | 0 | 85.14% | 0
366 | Pull Box | 13578885.67 | 100% | 13578885.67 | 46.91% | 6370183.7596 | 53.09% | 7208701.9104 | 0% | 0 | 14.86% | 0 | 85.14% | 0
366 | Handholes | 4473883.18 | 100% | 4473883.18 | 46.91% | 2098806.8291 | 53.09% | 2375076.3509 | 0% | 0 | 14.86% | 0 | 85.14% | 0
366 | Manholes | 12331192.11 | 100% | 12331192.11 | 46.91% | 5784860.5272 | 53.09% | 6546331.5828 | 0% | 0 | 14.86% | 0 | 85.14% | 0
367 | Switches | 91863174.86 | 100% | 91863174.86 | 46.91% | 43095237.6225 | 53.09% | 48767937.2375 | 0% | 0 | 14.86% | 0 | 85.14% | 0
368 | Capacitors (Padmount) | 1486205.09 | 100% | 1486205.09 | 0% | 0 | 100% | 1486205.09 | 0% | 0 | 0% | 0 | 100% | 0
LINE TRANSFORMERS
368 | OH Transformers | 286829432.89 | 0% | 0 | 0% | 0 | 100% | 0 | 100% | 286829432.89 | 66.57% | 190939253.1913 | 33.43% | 95890179.6987
368 | Cutouts | 43115741.8268 | 0% | 0 | 0% | 0 | 100% | 0 | 100% | 43115741.8268 | 66.57% | 28701683.3044 | 33.43% | 14414058.5224
368 | Lightning Arresters | 45142266.825 | 0% | 0 | 0% | 0 | 100% | 0 | 100% | 45142266.825 | 66.57% | 30050719.0914 | 33.43% | 15091547.7336
368 | Combined C/O Arr | 1505.75 | 0% | 0 | 0% | 0 | 100% | 0 | 100% | 1505.75 | 66.57% | 1002.3615 | 33.43% | 503.3885
368 | Transclosures | 437784.47 | 0% | 0 | 0% | 0 | 100% | 0 | 100% | 437784.47 | 66.57% | 291428.3898 | 33.43% | 146356.0802
368 | Network Transformers | 5074581.04 | 0% | 0 | 0% | 0 | 100% | 0 | 100% | 5074581.04 | 66.57% | 3378093.7482 | 33.43% | 1696487.2918
368 | Network Protectors | 10921210.73 | 0% | 0 | 0% | 0 | 100% | 0 | 100% | 10921210.73 | 66.57% | 7270131.9377 | 33.43% | 3651078.7923
366 | Vaults | 795547.75 | 0% | 0 | 0% | 0 | 100% | 0 | 100% | 795547.75 | 66.57% | 529587.5383 | 33.43% | 265960.2117
368 | UG Transformers | 310138053.76 | 0% | 0 | 0% | 0 | 100% | 0 | 100% | 310138053.76 | 62.82% | 194820530.2152 | 37.18% | 115317523.5448
FERC | DESC | TOTAL | WEIGHT | $ TBA | CUST % | CUST $ | DEM % | DEM $ | WEIGHT | $ TBA | CUST % | CUST $ | DEM % | DEM $
364 | Poles | 350982037.51 | 76.9% | 269918395.6939 | 54.19% | 146266781.4281 | 45.81% | 123651614.2658 | 23.1% | 81063641.82 | 57.37% | 46510209.0005 | 42.63% | 34553432.8195
365 | OH | 271224267.68 | 86.8% | 235411495.5986 | 42.75% | 100634397.2925 | 57.25% | 134777098.3061 | 13.2% | 35812772.08 | 73.39% | 26282757.4928 | 26.61% | 9530014.5872
366 | UG | 349530870.26 | 91.33% | 319223065.1489 | 46.91% | 149755262.3032 | 53.09% | 169467802.8457 | 8.671% | 30307805.11 | 16.22% | 4915580.5824 | 83.78% | 25392224.5276
367 | UG | 363455942.85 | 94.44% | 343252437.9373 | 46.83% | 160757797.6764 | 53.17% | 182494640.2609 | 5.559% | 20203504.91 | 15.6% | 3151896.4443 | 84.4% | 17051608.4657
368 | Transformers | 839775100.5 | 16.45% | 138114479.6409 | 72.38% | 99965546.9852 | 27.62% | 38148932.6557 | 83.55% | 701660620.8618 | 64.91% | 455452848.7147 | 35.09% | 246207772.1471

## Comparison
PREVIOUS
MDS TABLE |  | Voltage Ratios | MDS Ratios | DEMAND
POLES | Acct 364 - Secondary | 0.17 | 0.68 | 0.32
| Acct 364 - Primary | 0.83 | 0.6 | 0.4
OH LINES | Acct 365 - Secondary | 0.12 | 0.44 | 0.56
| Acct 365 - Primary | 0.88 | 0.49 | 0.51
UG LINES | Accts 366/367 - Secondary | 0.07 | 0.16 | 0.84
| Accts 366/367 - Primary | 0.93 | 0.47 | 0.53
TRANSFORMERS | Acct 368 - Secondary | 0.83 | 0.58 | 0.42
| Acct 368 - Primary | 0.17 | 0.17 | 0.83
CURRENT
MDS TABLE |  | Voltage Ratios | MDS Ratios | DEMAND
POLES | Acct 364 - Secondary | 0.23096 | 0.57375 | 0.42625
| Acct 364 - Primary | 0.76904 | 0.54189 | 0.45811
OH LINES | Acct 365 - Secondary | 0.13204 | 0.73389 | 0.26611
| Acct 365 - Primary | 0.86796 | 0.42748 | 0.57252
UG LINES | Accts 366/367 - Secondary | 0.070845 | 0.15972 | 0.84028
| Accts 366/367 - Primary | 0.92916 | 0.46872 | 0.53128
TRANSFORMERS | Acct 368 - Secondary | 0.83553 | 0.64911 | 0.35089
| Acct 368 - Primary | 0.16447 | 0.72379 | 0.27621
CURRENT
MDS TABLE |  | Voltage Ratios | MDS Ratios | DEMAND
POLES | Acct 364 - Secondary | -0.060962 | 0.10625 | -0.10625
| Acct 364 - Primary | 0.060962 | 0.058107 | -0.058107
OH LINES | Acct 365 - Secondary | -0.012041 | -0.29389 | 0.29389
| Acct 365 - Primary | 0.012041 | 0.062517 | -0.062517
UG LINES | Accts 366/367 - Secondary | -0.00084466 | 0.00028375 | -0.00028375
| Accts 366/367 - Primary | 0.00084466 | 0.0012837 | -0.0012837
TRANSFORMERS | Acct 368 - Secondary | -0.005534 | -0.069107 | 0.069107
| Acct 368 - Primary | 0.005534 | -0.55379 | 0.55379

## Recon
ASSET COST |  | EOP | PRE | CHECK | POST | RECON 1 | RECON 2 | RECON 3 | CHECK | PER | CHECK
ACCOUNT | DESCRIPTION | TOTAL | ALLOCAT | 1 | ALLOCAT | NON-UNITIZED | DIRECT ASGN | EXCEPTIONS | 2 | SUMMARY | 3
364 | POLES & FIXTURES | 370647905.57 | 370647905.57 | 0 | 350982037.51 | 19665868.06 |  |  | 0 | 350982037.51 | 0
365 | OVERHEAD CONDUCTORS & DEVICES | 275367372.4 | 275367372.4 | 0 | 271224267.68 | 3829261.12 | 11875.03 | 301968.57 | 0 | 271224267.68 | 0
366 | UNDERGROUND CONDUIT | 364663783.6 | 364663783.6 | 0 | 349530870.26 | 15132913.34 |  |  | 0 | 349530870.26 | 0
367 | UNDERGROUND CONDUCTORS & DEVICES | 376942018.65 | 376942018.65 | 0 | 363455942.85 | 13077489.9 | 385731.8 | 22854.1 | 0 | 363455942.85 | 0
368 | LINE TRANSFORMERS - OVERHEAD | 852150896.55 | 852150896.55 | 0 | 839775100.5 | 12368875.76 |  | 6920.29 | 0 | 839775100.5 | 0
Compilation of useful checks. Check 1 makes sure that everything is pulled from the inputs tab, Check 2 makes sure that everything is accounted for, Check 3 makes sure everything that needs to be allocated lands on the summary tab.

## Allocation
FERC | PAC | PROPERTY UNIT | AMT | QTY | SEC ALLO | PRM ALLO | SEC AMT | PRM AMT | SEC QTY | PRM QTY | CHECK? | Mat Type
364 | A01 | Pole Wood 25 FT: A01 | 460865.71 | 3363 | 100% | 0% | 460865.71 | 0 | 3363 | 0 | OK | Pole
364 | A02 | Pole Wood 30 FT: A02 | 38392949.78 | 69377 | 92.92% | 7.082% | 35673847.5322 | 2719102.2478 | 64463.5157 | 4913.4843 | OK | Pole
364 | A03 | Pole Wood 35 FT: A03 | 68089051.93 | 73841 | 60% | 40% | 40853431.158 | 27235620.772 | 44304.6 | 29536.4 | OK | Pole
364 | A04 | Pole Wood 40 FT: A04 | 109392647.67 | 109286 | 2.716% | 97.28% | 2971021.0134 | 106421626.6566 | 2968.1245 | 106317.8755 | OK | Pole
364 | A05 | Pole Wood 45 FT: A05 | 82200652.4 | 58479 | 1.018% | 98.98% | 837177.2906 | 81363475.1094 | 595.5828 | 57883.4172 | OK | Pole
364 | A06 | Pole Wood 50 FT: A06 | 20307676.32 | 7447 | 0.8048% | 99.2% | 163442.0629 | 20144234.2571 | 59.9356 | 7387.0644 | OK | Pole
364 | A07 | Pole Wood 55 FT: A07 | 4133597.63 | 1409 | 0.4505% | 99.55% | 18619.8091 | 4114977.8209 | 6.3468 | 1402.6532 | OK | Pole
364 | A08 | Pole Wood 60 FT: A08 | 1022296.15 | 304 | 1.439% | 98.56% | 14709.2971 | 1007586.8529 | 4.3741 | 299.6259 | OK | Pole
364 | A10 | Pole Wood 70 FT: A10 | -0.01 | 0 | 0% | 100% | 0 | -0.01 | 0 | 0 | OK | Pole
364 | A12 | Pole Wood 80 FT: A12 | 53322.62 | 10 | 0% | 100% | 0 | 53322.62 | 0 | 10 | OK | Pole
364 | A17 | CONC/Wood Poles: A17 | 7504.09 | 5 | 0% | 100% | 0 | 7504.09 | 0 | 5 | OK | Pole
364 | A18 | Steel Reinforce-Wood Poles: A18 | 1244.2 | 0 | 0% | 100% | 0 | 1244.2 | 0 | 0 | OK | Pole
364 | A19 | Monolighting-Wood Poles: A19 | 2003391.09 | 1151 | 0% | 100% | 0 | 2003391.09 | 0 | 1151 | OK | Pole
364 | A24 | Pole Concrete 25 FT: A24 | 1971.82 | 10 | 100% | 0% | 1971.82 | 0 | 10 | 0 | OK | Pole
364 | A25 | Pole Concrete 30 FT: A25 | 34846.18 | 156 | 80% | 20% | 27876.944 | 6969.236 | 124.8 | 31.2 | OK | Pole
364 | A26 | Pole Concrete 35 FT: A26 | 15133.95 | 8 | 50% | 50% | 7566.975 | 7566.975 | 4 | 4 | OK | Pole
364 | A27 | Pole Concrete 40 FT: A27 | 1679320 | 1232 | 1.015% | 98.98% | 17048.934 | 1662271.066 | 12.5076 | 1219.4924 | OK | Pole
364 | A28 | Pole Concrete 45 FT: A28 | 9700243.37 | 5027 | 0% | 100% | 0 | 9700243.37 | 0 | 5027 | OK | Pole
364 | A29 | Pole Concrete 50 FT: A29 | 1646485.15 | 163 | 0.9756% | 99.02% | 16063.2698 | 1630421.8802 | 1.5902 | 161.4098 | OK | Pole
364 | A30 | Pole Concrete 55 FT: A30 | 906479.04 | 51 | 0% | 100% | 0 | 906479.04 | 0 | 51 | OK | Pole
364 | A31 | Pole Concrete 60 FT: A31 | 350758.95 | 18 | 0% | 100% | 0 | 350758.95 | 0 | 18 | OK | Pole
364 | A32 | Pole Concrete 65 FT: A32 | 143299.85 | 4 | 0% | 100% | 0 | 143299.85 | 0 | 4 | OK | Pole
364 | A33 | Pole Concrete 70 FT: A33 | 108765.24 | 5 | 0% | 100% | 0 | 108765.24 | 0 | 5 | OK | Pole
364 | A40 | Pole Fiberglass 30 FT TO 80 FT: A40 | 179731.44 | 40 | 0% | 100% | 0 | 179731.44 | 0 | 40 | OK | Pole
364 | A52 | Pole Steel 40FT THRU 49FT: A52 | 7434691.7 | 1221 | 0% | 100% | 0 | 7434691.7 | 0 | 1221 | OK | Pole
364 | A53 | Pole Steel 60 FT: A53 | 122232.57 | 21 | 0% | 100% | 0 | 122232.57 | 0 | 21 | OK | Pole
364 | A55 | Pole Steel 70 FT: A55 | 55986.93 | 4 | 0% | 100% | 0 | 55986.93 | 0 | 4 | OK | Pole
364 | A56 | Pole Steel 75 FT: A56 | 141953.96 | 6 | 0% | 100% | 0 | 141953.96 | 0 | 6 | OK | Pole
364 | A57 | Pole Steel 80 FT: A57 | 41364.43 | 2 | 0% | 100% | 0 | 41364.43 | 0 | 2 | OK | Pole
364 | A70 | Pole Steel 50 FT THRU 59 FT: A70 | 2353755.2 | 260 | 0% | 100% | 0 | 2353755.2 | 0 | 260 | OK | Pole
364 | A71 | Pole Steel 90 FT: A71 | -181.85 | 1 | 0% | 100% | 0 | -181.85 | 0 | 1 | OK | Pole
364 | d: | Non-unitized: | 19665868.06 | 1665 | 0% | 0% | 0 | 0 | 0 | 0 | OK | N/A
365 | B02 | SW OIL 7 5KV 3PST: B02 | -57163.43 | 1 | 0% | 100% | 0 | -57163.43 | 0 | 1 | OK | Switches
365 | B03 | SW OIL 15KV SPST: B03 | 42326.66 | 16 | 0% | 100% | 0 | 42326.66 | 0 | 16 | OK | Switches
365 | B04 | SW OIL 15KV SPDT: B04 | 143727.44 | 53 | 0% | 100% | 0 | 143727.44 | 0 | 53 | OK | Switches
365 | B05 | SWITCH, RENEWABLE DISCONNECT: B05 | 2854777.72 | 3453 | 0% | 100% | 0 | 2854777.72 | 0 | 3453 | OK | Switches
365 | B06 | SW OIL Auto Transfer: B06 | 10912.45 | 1 | 0% | 100% | 0 | 10912.45 | 0 | 1 | OK | Switches
365 | B10 | SW AIR 5KV SPST: B10 | 8671.85 | 152 | 0% | 100% | 0 | 8671.85 | 0 | 152 | OK | Switches
365 | B11 | SW AIR 5KV 3PST: B11 | 405.09 | 2 | 0% | 100% | 0 | 405.09 | 0 | 2 | OK | Switches
365 | B12 | SW AIR 7. 5KV SPST: B12 | 7918.88 | 124 | 0% | 100% | 0 | 7918.88 | 0 | 124 | OK | Switches
365 | B14 | SW AIR 15KV SPST: B14 | 30937029.19 | 17957 | 0% | 100% | 0 | 30937029.19 | 0 | 17957 | OK | Switches
365 | B15 | SW AIR 15KV 2PST: B15 | 553380.47 | 1211 | 0% | 100% | 0 | 553380.47 | 0 | 1211 | OK | Switches
365 | B16 | SW AIR 15KV 2PDT: B16 | 7699.98 | 23 | 0% | 100% | 0 | 7699.98 | 0 | 23 | OK | Switches
365 | B17 | SW AIR 15KV 3PST: B17 | 481169.74 | 23 | 0% | 100% | 0 | 481169.74 | 0 | 23 | OK | Switches
365 | B25 | SW MATERIALS TRANS: B25 | 712138.6 | 3101 | 0% | 100% | 0 | 712138.6 | 0 | 3101 | OK | Switches
365 | B26 | Remote Terminal Unit: B26 | 8039010.97 | 1446 | 0% | 100% | 0 | 8039010.97 | 0 | 1446 | OK | Switches
365 | B27 | OPT MOTOR MECH: B27 | 46608.46 | 10 | 0% | 100% | 0 | 46608.46 | 0 | 10 | OK | Switches
365 | B29 | Wire CU 4 1/C: B29 | 319125.27 | 2896578.55 | 18.25% | 81.75% | 58224.7486 | 260900.5214 | 528483.871 | 2368094.679 | OK | Conductors
365 | B30 | Wire CU 6 1/C: B30 | 1761865.53 | 14212718.95 | 18.25% | 81.75% | 321454.2604 | 1440411.2696 | 2593125.8545 | 11619593.0955 | OK | Conductors
365 | B31 | Wire CU 2 1/C: B31 | 3483736.4 | 10491189.55 | 18.25% | 81.75% | 635611.452 | 2848124.948 | 1914128.8139 | 8577060.7361 | OK | Conductors
365 | B32 | Wire CU 1/0 1/C: B32 | 163466.42 | 970254.95 | 18.25% | 81.75% | 29824.6241 | 133641.7959 | 177024.0589 | 793230.8911 | OK | Conductors
365 | B33 | Wire CU 2/0 1/C: B33 | 3625666.33 | 2668920.15 | 18.25% | 81.75% | 661506.7204 | 2964159.6096 | 486947.3511 | 2181972.7989 | OK | Conductors
365 | B34 | Wire CU 3/0 1/C: B34 | 2876.82 | 1747 | 18.25% | 81.75% | 524.8789 | 2351.9411 | 318.742 | 1428.258 | OK | Conductors
365 | B35 | Wire CU 4/0 1/C: B35 | 3894954.9 | 2698183 | 18.25% | 81.75% | 710638.7095 | 3184316.1905 | 492286.3895 | 2205896.6105 | OK | Conductors
365 | B38 | Wire CU 350M 1/C: B38 | -40332.34 | -1289 | 18.25% | 81.75% | -7358.6788 | -32973.6612 | -235.1794 | -1053.8206 | OK | Conductors
365 | B39 | Wire CU 400M 1/C: B39 | 2141 | 1454 | 18.25% | 81.75% | 390.6278 | 1750.3722 | 265.2839 | 1188.7161 | OK | Conductors
365 | B40 | Wire CU 500M 1/C: B40 | 1027952.67 | 169385 | 18.25% | 81.75% | 187551.0699 | 840401.6001 | 30904.4754 | 138480.5246 | OK | Conductors
365 | B42 | Wire CU 500M 1/C: B42 | 11476.81 | 776 | 18.25% | 81.75% | 2093.9563 | 9382.8537 | 141.582 | 634.418 | OK | Conductors
365 | B50 | Wire ACSR 2 1/C: B50 | 2243161.99 | 12347385 | 0% | 100% | 0 | 2243161.99 | 0 | 12347385 | OK | Conductors
365 | B51 | Wire ACSR 4/0 1/C: B51 | 1047281.27 | 3130699 | 0% | 100% | 0 | 1047281.27 | 0 | 3130699 | OK | Conductors
365 | B52 | Wire ACSR 336M 1/C: B52 | 55298916.51 | 28051745.83 | 0% | 100% | 0 | 55298916.51 | 0 | 28051745.83 | OK | Conductors
365 | B53 | Wire ASCR 636M 1/C: B53 | 13443.83 | 16560 | 0% | 100% | 0 | 13443.83 | 0 | 16560 | OK | Conductors
365 | B54 | Wire ACSR 954M 1/C: B54 | 4007.67 | 1 | 0% | 100% | 0 | 4007.67 | 0 | 1 | OK | Conductors
365 | B55 | Wire ACSR & ACSS 1590 1/C: B55 | -992.63 | -50 | 0% | 100% | 0 | -992.63 | 0 | -50 | OK | Conductors
365 | B57 | Wire AL 7957 1/C: B57 | 6305.67 | 323.05 | 0% | 100% | 0 | 6305.67 | 0 | 323.05 | OK | Conductors
365 | B65 | Wire AL 2 1/C: B65 | 65675835.69 | 34554275.88 | 0% | 100% | 0 | 65675835.69 | 0 | 34554275.88 | OK | Conductors
365 | B66 | Wire AL 1/0 1/C: B66 | 1233957.45 | 5259214.1 | 0% | 100% | 0 | 1233957.45 | 0 | 5259214.1 | OK | Conductors
365 | B67 | Wire AL 2/0 1/C: B67 | 18366888.76 | 14309230.88 | 0% | 100% | 0 | 18366888.76 | 0 | 14309230.88 | OK | Conductors
365 | B68 | Wire AL 4/0 1/C: B68 | 3306380.51 | 2403839.35 | 0% | 100% | 0 | 3306380.51 | 0 | 2403839.35 | OK | Conductors
365 | B70 | Wire AL 1/C 395 & 397M: B70 | 28065.1 | 51721 | 0% | 100% | 0 | 28065.1 | 0 | 51721 | OK | Conductors
365 | B71 | Wire AL 636 1/C: B71 | 4991.36 | 751 | 0% | 100% | 0 | 4991.36 | 0 | 751 | OK | Conductors
365 | B72 | Wire AL 1/C 740 & 795M: B72 | 1413256.89 | 1324888.5 | 0% | 100% | 0 | 1413256.89 | 0 | 1324888.5 | OK | Conductors
365 | B73 | Wire AL 954M 1/CC: B73 | 172223.24 | 3263 | 0% | 100% | 0 | 172223.24 | 0 | 3263 | OK | Conductors
365 | B75 | Wire AL 1590 1/C: B75 | 3336.32 | 1604 | 0% | 100% | 0 | 3336.32 | 0 | 1604 | OK | Conductors
365 | B77 | Wire AL 4 2/C: B77 | 11600554.95 | 11679736 | 100% | 0% | 11600554.95 | 0 | 11679736 | 0 | OK | Conductors
365 | B78 | Wire AL 2/0 3/C: B78 | 16501043.11 | 7204422.1 | 100% | 0% | 16501043.11 | 0 | 7204422.1 | 0 | OK | Conductors
365 | B79 | Wire AL 2/0 4/C: B79 | 1389743.04 | 481920.45 | 100% | 0% | 1389743.04 | 0 | 481920.45 | 0 | OK | Conductors
365 | B80 | Wire AL 4/0 3/C: B80 | 2846622.37 | 925978.8 | 100% | 0% | 2846622.37 | 0 | 925978.8 | 0 | OK | Conductors
365 | B81 | Wire AL 4/0 4/C: B81 | 873299.76 | 206978.9 | 100% | 0% | 873299.76 | 0 | 206978.9 | 0 | OK | Conductors
365 | B83 | Sectionilizer 70A DRY: B83 | 30173.05 | 88 | 0% | 100% | 0 | 30173.05 | 0 | 88 | OK | Sectionalizers
365 | B85 | Sectionilizer GN3: B85 | 23932.8 | 6 | 0% | 100% | 0 | 23932.8 | 0 | 6 | OK | Sectionalizers
365 | B86 | Sectionilizer GS: B86 | 735.55 | 10 | 0% | 100% | 0 | 735.55 | 0 | 10 | OK | Sectionalizers
365 | B87 | Sectionilizer KGN: B87 | 2408.81 | 2 | 0% | 100% | 0 | 2408.81 | 0 | 2 | OK | Sectionalizers
365 | B88 | Recloser H 1P: B88 | 479717.12 | 126 | 0% | 100% | 0 | 479717.12 | 0 | 126 | OK | Sectionalizers
365 | B89 | Recloser 4H 1P: B89 | 51185.57 | 47 | 0% | 100% | 0 | 51185.57 | 0 | 47 | OK | Sectionalizers
365 | B90 | Recloser L 1P: B90 | 98051.13 | 153 | 0% | 100% | 0 | 98051.13 | 0 | 153 | OK | Sectionalizers
365 | B91 | Recloser E 1P: B91 | 599030.63 | 30 | 0% | 100% | 0 | 599030.63 | 0 | 30 | OK | Sectionalizers
365 | B92 | S&C,TRIPSAVER,W/CUTOUT MT 6.3KA : B92 | 6199279.13 | 900 | 0% | 100% | 0 | 6199279.13 | 0 | 900 | OK | Sectionalizers
365 | B93 | Recloser 3H 3P: B93 | 258350.23 | 8 | 0% | 100% | 0 | 258350.23 | 0 | 8 | OK | Sectionalizers
365 | B94 | Recloser 6H 3P: B94 | 326112.98 | 46 | 0% | 100% | 0 | 326112.98 | 0 | 46 | OK | Sectionalizers
365 | B95 | Recloser R 3P: B95 | 5112234.52 | 47068 | 0% | 100% | 0 | 5112234.52 | 0 | 47068 | OK | Sectionalizers
365 | B96 | Recloser KWB 3P: B96 | 17586156.27 | 367 | 0% | 100% | 0 | 17586156.27 | 0 | 367 | OK | Sectionalizers
365 | B97 | Recloser D 1PH: B97 | 286049.41 | 31 | 0% | 100% | 0 | 286049.41 | 0 | 31 | OK | Sectionalizers
365 | B98 | Phase Converter: B98 | 1043.65 | 501 | 100% | 0% | 1043.65 | 0 | 501 | 0 | OK | Phase Converter
365 | C40 | SW OIL/VAC 1PH CAPACITOR: C40 | 90672.7 | 58 | 0% | 100% | 0 | 90672.7 | 0 | 58 | OK | Cap Bank Switches
365 | d: | Non-unitized: | 3829261.12 | 44046.1 | 0% | 0% | 0 | 0 | 0 | 0 | OK | N/A
365 | D53 | Cable 6 3C CU UND ST LGHT: D53 | 11875.03 | 475 | 0% | 0% | 0 | 0 | 0 | 0 | OK | Street Lighting
365 | F39 | Cable AL 1/0 1/C: F39 | 1084.27 | 38 | 0% | 100% | 0 | 1084.27 | 0 | 38 | OK | Conductors
365 | F40 | Cable AL 1/0 1C DB: F40 | 3.76 | 1 | 0% | 100% | 0 | 3.76 | 0 | 1 | OK | Conductors
365 | F42 | Cable AL 1/0 3C DB: F42 | 2459.17 | 38 | 0% | 100% | 0 | 2459.17 | 0 | 38 | OK | Conductors
365 | F44 | Cable AL 4/0 3C: F44 | 30.55 | 891 | 9.271% | 90.73% | 2.8322 | 27.7178 | 82.603 | 808.397 | OK | Conductors
365 | F48 | Cable AL 1000M 3C: F48 | 970.13 | 0 | 0% | 100% | 0 | 970.13 | 0 | 0 | OK | Conductors
365 | F81 | Pothead 1/C: F81 | 4719.51 | 1 | 0% | 100% | 0 | 4719.51 | 0 | 1 | OK | Potheads
365 | I89 | Control Cable: I89 | 145723.86 | 1800 | 0% | 0% | 0 | 0 | 0 | 0 | OK | N/A
365 | M52 | Wire ACSR 336M I/C: M52 | 156244.71 | 2870 | 0% | 0% | 0 | 0 | 0 | 0 | OK | N/A
366 | d: | Non-unitized: | 15132913.34 | 287656 | 0% | 0% | 0 | 0 | 0 | 0 | OK | N/A
366 | E02 | Conduit STL 3/4IN: E02 | 3082.08 | 0 | 9.271% | 90.73% | 285.7342 | 2796.3458 | 0 | 0 | OK | Conduit
366 | E03 | Conduit STL 1IN: E03 | 6135.95 | 1177 | 9.271% | 90.73% | 568.8531 | 5567.0969 | 109.1176 | 1067.8824 | OK | Conduit
366 | E04 | Conduit STL 1 1/4IN: E04 | 9406.31 | 2921 | 9.271% | 90.73% | 872.0424 | 8534.2676 | 270.8007 | 2650.1993 | OK | Conduit
366 | E05 | Conduit STL 1 1/2IN: E05 | 16.6 | 10 | 9.271% | 90.73% | 1.539 | 15.061 | 0.92708 | 9.0729 | OK | Conduit
366 | E06 | Conduit STL 2IN: E06 | 1392556.93 | 119245 | 9.271% | 90.73% | 129101.4907 | 1263455.4393 | 11054.9931 | 108190.0069 | OK | Conduit
366 | E07 | Conduit STL 2 1/2IN: E07 | 3140.19 | 790 | 9.271% | 90.73% | 291.1215 | 2849.0685 | 73.2395 | 716.7605 | OK | Conduit
366 | E08 | Conduit STL 3IN: E08 | 118488.32 | 15513 | 9.271% | 90.73% | 10984.8426 | 107503.4774 | 1438.1828 | 14074.8172 | OK | Conduit
366 | E09 | Conduit STL 4IN: E09 | 2437930.24 | 127436 | 9.271% | 90.73% | 226016.2018 | 2211914.0382 | 11814.3662 | 115621.6338 | OK | Conduit
366 | E10 | Conduit STL 5IN: E10 | 2680.52 | 150 | 9.271% | 90.73% | 248.5063 | 2432.0137 | 13.9062 | 136.0938 | OK | Conduit
366 | E11 | Conduit STL 6IN: E11 | 2414673.14 | 56347 | 9.271% | 90.73% | 223860.0772 | 2190813.0628 | 5223.8307 | 51123.1693 | OK | Conduit
366 | E19 | Conduit STL 18IN: E19 | 493.68 | 40 | 9.271% | 90.73% | 45.7682 | 447.9118 | 3.7083 | 36.2917 | OK | Conduit
366 | E21 | Conduit FIB 3IN: E21 | 2474.83 | 685 | 9.271% | 90.73% | 229.4371 | 2245.3929 | 63.5051 | 621.4949 | OK | Conduit
366 | E22 | Conduit FIB 3 1/2IN: E22 | 5185.58 | 3136 | 9.271% | 90.73% | 480.746 | 4704.834 | 290.733 | 2845.267 | OK | Conduit
366 | E23 | Conduit FIB 4IN: E23 | 547986.99 | 306059 | 9.271% | 90.73% | 50802.9049 | 497184.0851 | 28374.1887 | 277684.8113 | OK | Conduit
366 | E24 | Conduit FIB 6IN: E24 | 121.06 | 84 | 9.271% | 90.73% | 11.2233 | 109.8367 | 7.7875 | 76.2125 | OK | Conduit
366 | E30 | Conduit PVC 1IN: E30 | 1280859.7 | 54390 | 9.271% | 90.73% | 118746.238 | 1162113.462 | 5042.4007 | 49347.5993 | OK | Conduit
366 | E31 | Conduit PVC 1 1/4IN: E31 | 15333.89 | 7768 | 9.271% | 90.73% | 1421.5778 | 13912.3122 | 720.1575 | 7047.8425 | OK | Conduit
366 | E32 | Conduit PVC 1 1/2IN: E32 | 2946.37 | 1700 | 9.271% | 90.73% | 273.1528 | 2673.2172 | 157.604 | 1542.396 | OK | Conduit
366 | E33 | Conduit PVC 2IN: E33 | 177328351.94 | 39511549.15 | 9.271% | 90.73% | 16439797.9585 | 160888553.9815 | 3663045.8578 | 35848503.2922 | OK | Conduit
366 | E34 | Conduit PVC 3IN: E34 | 49418457.37 | 9254052.8 | 9.271% | 90.73% | 4581497.8016 | 44836959.5684 | 857926.8722 | 8396125.9278 | OK | Conduit
366 | E35 | Conduit PVC 4IN: E35 | 53754993.02 | 8858790.42 | 9.271% | 90.73% | 4983530.3539 | 48771462.6661 | 821282.7958 | 8037507.6242 | OK | Conduit
366 | E36 | Conduit PVC 5IN: E36 | 4466.42 | 560 | 9.271% | 90.73% | 414.0739 | 4052.3461 | 51.9166 | 508.0834 | OK | Conduit
366 | E37 | Conduit PVC 6IN: E37 | 29432683.81 | 4247419 | 9.271% | 90.73% | 2728652.0735 | 26704031.7365 | 393770.7053 | 3853648.2947 | OK | Conduit
366 | E38 | Conduit PVC 8IN: E38 | 99954.51 | 23860 | 9.271% | 90.73% | 9266.6059 | 90687.9041 | 2212.0184 | 21647.9816 | OK | Conduit
366 | E59 | Conduit AL 1 INCH: E59 | 7428.16 | 1483 | 9.271% | 90.73% | 688.6516 | 6739.5084 | 137.4863 | 1345.5137 | OK | Conduit
366 | E60 | Conduit AL 1 1/4 INC: E60 | 896.76 | 112 | 9.271% | 90.73% | 83.137 | 813.623 | 10.3833 | 101.6167 | OK | Conduit
366 | E62 | Conduit AL 2IN: E62 | 522.58 | 130 | 9.271% | 90.73% | 48.4475 | 474.1325 | 12.0521 | 117.9479 | OK | Conduit
366 | E65 | Conduit AL 4IN: E65 | 367.33 | 60 | 9.271% | 90.73% | 34.0545 | 333.2755 | 5.5625 | 54.4375 | OK | Conduit
366 | E67 | Conduit AL 6IN: E67 | 5709.9 | 60 | 9.271% | 90.73% | 529.3547 | 5180.5453 | 5.5625 | 54.4375 | OK | Conduit
366 | E74 | Conduit CLAY 4IN: E74 | 37465.84 | 22245 | 9.271% | 90.73% | 3473.3918 | 33992.4482 | 2062.2946 | 20182.7054 | OK | Conduit
366 | E78 | PULL/SW Gear Box Precast CONC.: E78 | 13578885.67 | 5152 | 0% | 100% | 0 | 13578885.67 | 0 | 5152 | OK | Pull Box
366 | E79 | Handhole Precast Concrete: E79 | 4473883.18 | 5347 | 0% | 100% | 0 | 4473883.18 | 0 | 5347 | OK | Handholes
366 | E80 | Manhole Frame & COVR: E80 | 11391619.89 | 2322 | 0% | 100% | 0 | 11391619.89 | 0 | 2322 | OK | Manholes
366 | E81 | Manhole Precast Concrete A: E81 | 21753.03 | 7 | 0% | 100% | 0 | 21753.03 | 0 | 7 | OK | Manholes
366 | E82 | Manhole Precast Concrete S: E82 | 80427.58 | 5 | 0% | 100% | 0 | 80427.58 | 0 | 5 | OK | Manholes
366 | E83 | Manhole Precast Concrete T: E83 | 837391.61 | 51 | 0% | 100% | 0 | 837391.61 | 0 | 51 | OK | Manholes
366 | E88 | Vaults CY: E88 | 773548.61 | 15 | 100% | 0% | 773548.61 | 0 | 15 | 0 | OK | Vaults
366 | E89 | DURO Vault: E89 | 21999.14 | 125 | 100% | 0% | 21999.14 | 0 | 125 | 0 | OK | Vaults
366 | E90 | Conduit Bridge: E90 | 16551.53 | 12 | 0% | 100% | 0 | 16551.53 | 0 | 12 | OK | Conduit Bridge
367 | B08 | METAL CLAD SW GEAR 15KV: B08 | 45874.45 | 1 | 0% | 100% | 0 | 45874.45 | 0 | 1 | OK | Switches
367 | B14 | SW AIR 15KV SPST: B14 | 1640464.82 | 808 | 0% | 100% | 0 | 1640464.82 | 0 | 808 | OK | Switches
367 | B25 | SW MATERIALS TRANS: B25 | 2294.3 | 1 | 0% | 100% | 0 | 2294.3 | 0 | 1 | OK | Switches
367 | B31 | Wire CU 2 1/C: B31 | 3812.19 | 429 | 100% | 0% | 3812.19 | 0 | 429 | 0 | OK | Conductors
367 | B40 | Wire CU 500M 1/C: B40 | 98282.67 | 2261.25 | 100% | 0% | 98282.67 | 0 | 2261.25 | 0 | OK | Conductors
367 | B43 | Wire CU 1000 M 1/C: B43 | 251327.15 | 1346.4 | 100% | 0% | 251327.15 | 0 | 1346.4 | 0 | OK | Conductors
367 | B52 | Wire ACSR 336M 1/C: B52 | 414438.68 | 1524 | 0% | 100% | 0 | 414438.68 | 0 | 1524 | OK | Conductors
367 | d: | Non-unitized: | 13077489.9 | 1249970 | 0% | 0% | 0 | 0 | 0 | 0 | OK | N/A
367 | D50 | Cable 8 1/C DB: D50 | 76885.66 | 265895 | 0% | 0% | 0 | 0 | 0 | 0 | OK | Street Lighting
367 | D51 | Cable 6 1/C DB: D51 | 185934.87 | 244793 | 0% | 0% | 0 | 0 | 0 | 0 | OK | Street Lighting
367 | D52 | Cable 4 1/C DB: D52 | 49643.53 | 22397 | 0% | 0% | 0 | 0 | 0 | 0 | OK | Street Lighting
367 | D53 | Cable 6 3C CU UND ST LGHT: D53 | 73267.74 | 51990.25 | 0% | 0% | 0 | 0 | 0 | 0 | OK | Street Lighting
367 | F01 | Cable CU 2 1/C: F01 | 209523.54 | 160242 | 9.271% | 90.73% | 19424.5569 | 190098.9831 | 14855.7525 | 145386.2475 | OK | Conductors
367 | F02 | Cable CU 2 1C DB: F02 | 167971.27 | 113864 | 9.271% | 90.73% | 15572.3194 | 152398.9506 | 10556.1301 | 103307.8699 | OK | Conductors
367 | F03 | Cable CU 2 2C 4 1C: F03 | 3890.23 | 4320 | 9.271% | 90.73% | 360.6563 | 3529.5737 | 400.4996 | 3919.5004 | OK | Conductors
367 | F04 | Cable CU 2 2C 4 1C DB: F04 | 33203.55 | 19984 | 9.271% | 90.73% | 3078.2424 | 30125.3076 | 1852.6813 | 18131.3187 | OK | Conductors
367 | F05 | Cable CU 2 3C: F05 | 410259.8 | 32112.45 | 9.271% | 90.73% | 38034.4606 | 372225.3394 | 2977.0885 | 29135.3615 | OK | Conductors
367 | F06 | Cable CU 2 4C: F06 | 4176.54 | 1205 | 9.271% | 90.73% | 387.1996 | 3789.3404 | 111.7134 | 1093.2866 | OK | Conductors
367 | F08 | Cable CU 2/0 1C: F08 | 31957.87 | 35706 | 9.271% | 90.73% | 2962.7576 | 28995.1124 | 3310.2401 | 32395.7599 | OK | Conductors
367 | F09 | Cable CU 2/0 3/C: F09 | 2599.96 | 525 | 9.271% | 90.73% | 241.0377 | 2358.9223 | 48.6718 | 476.3282 | OK | Conductors
367 | F10 | Cable CU 2/0 3C DB: F10 | 29226.94 | 9304 | 9.271% | 90.73% | 2709.5779 | 26517.3621 | 862.5574 | 8441.4426 | OK | Conductors
367 | F11 | Cable CU 2/0 2C 2 1C DB: F11 | 106286.32 | 43967 | 9.271% | 90.73% | 9853.6168 | 96432.7032 | 4076.1028 | 39890.8972 | OK | Conductors
367 | F12 | Cable CU 4/0Z1/C: F12 | 98944.45 | 75401 | 9.271% | 90.73% | 9172.965 | 89771.485 | 6990.2934 | 68410.7066 | OK | Conductors
367 | F13 | Cable CU 4/0 3C: F13 | 55119.3 | 12053 | 9.271% | 90.73% | 5110.0128 | 50009.2872 | 1117.4123 | 10935.5877 | OK | Conductors
367 | F14 | Cable CU 4/0 4C: F14 | 13694.38 | 1657 | 9.271% | 90.73% | 1269.5818 | 12424.7982 | 153.6175 | 1503.3825 | OK | Conductors
367 | F15 | Cable CU 250M 1C: F15 | 9817.79 | 10895 | 9.271% | 90.73% | 910.19 | 8907.6 | 1010.0562 | 9884.9438 | OK | Conductors
367 | F17 | Cable CU 350M 3C: F17 | 470871.85 | 265133 | 9.271% | 90.73% | 43653.6966 | 427218.1534 | 24580.0116 | 240552.9884 | OK | Conductors
367 | F18 | Cable CU 350M 3C DB: F18 | 84722.43 | 111178 | 9.271% | 90.73% | 7854.4667 | 76867.9633 | 10307.1158 | 100870.8842 | OK | Conductors
367 | F19 | Cable CU 500M 1C: F19 | 1485240.51 | 554518 | 9.271% | 90.73% | 137694.0215 | 1347546.4885 | 51408.3833 | 503109.6167 | OK | Conductors
367 | F20 | Cable CU 500M 3C: F20 | 7488912.2 | 214178.9 | 9.271% | 90.73% | 694283.8083 | 6794628.3917 | 19856.1471 | 194322.7529 | OK | Conductors
367 | F21 | Cable CU 500M 3C DB: F21 | 187033.99 | 19103 | 9.271% | 90.73% | 17339.5905 | 169694.3995 | 1771.0054 | 17331.9946 | OK | Conductors
367 | F23 | Cable CU 500M 4C: F23 | 1992349.71 | 63395.95 | 9.271% | 90.73% | 184707.2188 | 1807642.4912 | 5877.3264 | 57518.6236 | OK | Conductors
367 | F24 | Cable CU 750M 3C: F24 | 1445799.05 | 72208 | 9.271% | 90.73% | 134037.4735 | 1311761.5765 | 6694.276 | 65513.724 | OK | Conductors
367 | F25 | Cable CU 750M 3C 4/0 1C: F25 | 156836.73 | 12238 | 9.271% | 90.73% | 14540.0559 | 142296.6741 | 1134.5633 | 11103.4367 | OK | Conductors
367 | F26 | Cable CU 1000M 1C: F26 | 239754.5 | 2100 | 9.271% | 90.73% | 22227.2158 | 217527.2842 | 194.6873 | 1905.3127 | OK | Conductors
367 | F38 | Cable AL 2/0 1/C: F38 | 62539.16 | 12207 | 100% | 0% | 62539.16 | 0 | 12207 | 0 | OK | Conductors
367 | F39 | Cable AL 1/0 1/C: F39 | 67625019.41 | 25502472.91 | 0% | 100% | 0 | 67625019.41 | 0 | 25502472.91 | OK | Conductors
367 | F40 | Cable AL 1/0 1C DB: F40 | 867132.18 | 567231.8 | 0% | 100% | 0 | 867132.18 | 0 | 567231.8 | OK | Conductors
367 | F41 | Cable AL 1/0 3C: F41 | 3892.36 | 9211 | 0% | 100% | 0 | 3892.36 | 0 | 9211 | OK | Conductors
367 | F42 | Cable AL 1/0 3C DB: F42 | 27429108.18 | 3287550.88 | 0% | 100% | 0 | 27429108.18 | 0 | 3287550.88 | OK | Conductors
367 | F43 | Cable AL 4/0 1C: F43 | 172413.22 | 52291.1 | 9.271% | 90.73% | 15984.1248 | 156429.0952 | 4847.8154 | 47443.2846 | OK | Conductors
367 | F44 | Cable AL 4/0 3C: F44 | 15018585.76 | 2629795.3 | 9.271% | 90.73% | 1392346.5301 | 13626239.2299 | 243803.6723 | 2385991.6277 | OK | Conductors
367 | F45 | Cable AL 500 1C: F45 | 450408.08 | 118579.4 | 100% | 0% | 450408.08 | 0 | 118579.4 | 0 | OK | Conductors
367 | F46 | Cable AL 500M 3/C: F46 | 8722744.11 | 1692637 | 100% | 0% | 8722744.11 | 0 | 1692637 | 0 | OK | Conductors
367 | F47 | Cable AL 750MCM 1/C: F47 | 29891.38 | 3940 | 9.271% | 90.73% | 2771.177 | 27120.203 | 365.2704 | 3574.7296 | OK | Conductors
367 | F48 | Cable AL 1000M 3C: F48 | 71161707.92 | 3479313.46 | 0% | 100% | 0 | 71161707.92 | 0 | 3479313.46 | OK | Conductors
367 | F50 | Cable AL 4/0 2/C 2/0 1/C: F50 | 7650161.85 | 1557623.08 | 100% | 0% | 7650161.85 | 0 | 1557623.08 | 0 | OK | Conductors
367 | F51 | Cable AL 4/0 1/C-2/0 1/C: F51 | 150775.28 | 98052 | 100% | 0% | 150775.28 | 0 | 98052 | 0 | OK | Conductors
367 | F54 | Cable AL 300M2/C-4/0 2/C: F54 | 4396.14 | 3100 | 9.271% | 90.73% | 407.5584 | 3988.5816 | 287.3955 | 2812.6045 | OK | Conductors
367 | F57 | v AL 500M2/C-300M1/C: F57 | 36520.31 | 15149 | 100% | 0% | 36520.31 | 0 | 15149 | 0 | OK | Conductors
367 | F60 | Supervisory EQUIP: F60 | 23888.68 | 232 | 0% | 100% | 0 | 23888.68 | 0 | 232 | OK | Switches
367 | F68 | ENCL SWGEAR 3PH 15KV 200A: F68 | 180975.66 | 29 | 0% | 100% | 0 | 180975.66 | 0 | 29 | OK | Switches
367 | F69 | ENCL SWGEAR 3PH 15KV 600A: F69 | 12730722.17 | 532 | 0% | 100% | 0 | 12730722.17 | 0 | 532 | OK | Switches
367 | F70 | ENCLOSED SWITCHGEAR: F70 | 78592972.59 | 5292 | 0% | 100% | 0 | 78592972.59 | 0 | 5292 | OK | Switches
367 | F71 | ENCL SWGEAR AUTO TRANSFORMER: F71 | 334615.76 | 11 | 0% | 100% | 0 | 334615.76 | 0 | 11 | OK | Switches
367 | F81 | Pothead 1/C: F81 | 51788829.23 | 138616 | 0% | 100% | 0 | 51788829.23 | 0 | 138616 | OK | Potheads
367 | F83 | Pothead 3/C: F83 | 109375.08 | 87 | 0% | 100% | 0 | 109375.08 | 0 | 87 | OK | Potheads
367 | F87 | Spreaderhead 3C: F87 | 27706.85 | 55 | 0% | 100% | 0 | 27706.85 | 0 | 55 | OK | Potheads
367 | F89 | Modules - Cable Transition 15K: F89 | 3096874.32 | 164 | 0% | 100% | 0 | 3096874.32 | 0 | 164 | OK | Potheads
367 | I41 | SW AIR 15KV SPST: I41 | 4114.2 | 15 | 0% | 0% | 0 | 0 | 0 | 0 | OK | N/A
367 | I89 | Control Cable: I89 | 18739.9 | 19727 | 0% | 0% | 0 | 0 | 0 | 0 | OK | N/A
368 | B14 | SW AIR 15KV SPST: B14 | 43947.99 | 42 | 0% | 100% | 0 | 43947.99 | 0 | 42 | OK | Switches
368 | C01 | Arrester 3KV: C01 | 52504.15 | 1794 | 39.69% | 60.31% | 20840.1717 | 31663.9783 | 712.0822 | 1081.9178 | OK | Lightning Arresters
368 | C02 | Arrester 6KV: C02 | 58982.4 | 2972 | 39.69% | 60.31% | 23411.5464 | 35570.8536 | 1179.6589 | 1792.3411 | OK | Lightning Arresters
368 | C03 | Arrester 10KV: C03 | 113594452.79 | 261992 | 39.69% | 60.31% | 45088395.9685 | 68506056.8215 | 103990.985 | 158001.015 | OK | Lightning Arresters
368 | C04 | Arrester 15V: C04 | 24234.19 | 41 | 39.69% | 60.31% | 9619.1383 | 14615.0517 | 16.2739 | 24.7261 | OK | Lightning Arresters
368 | C11 | Cutouts 50A 5KV: C11 | 33728.05 | 2086 | 56.46% | 43.54% | 19041.9076 | 14686.1424 | 1177.6969 | 908.3031 | OK | Cutouts
368 | C12 | Cutouts 100A 5KV: C12 | 1302.44 | 0 | 56.46% | 43.54% | 735.321 | 567.119 | 0 | 0 | OK | Cutouts
368 | C14 | Cutouts 100A 15KV: C14 | 73634301.58 | 179127 | 56.46% | 43.54% | 41571853.7911 | 32062447.7889 | 101130.0616 | 77996.9384 | OK | Cutouts
368 | C15 | Cutouts 200A 15KV: C15 | 2699586.97 | 6361 | 56.46% | 43.54% | 1524110.8071 | 1175476.1629 | 3591.2415 | 2769.7585 | OK | Cutouts
368 | C24 | CO & AR COMB 100A 15KV: C24 | 1505.75 | 29 | 100% | 0% | 1505.75 | 0 | 29 | 0 | OK | Combined C/O Arr
368 | C26 | Capacitor 2KVAR: C26 | 637.32 | 1 | 0% | 100% | 0 | 637.32 | 0 | 1 | OK | Capacitors (3-Phase Banks)
368 | C27 | Capacitor 3KVAR: C27 | 72459.87 | 1625 | 0% | 100% | 0 | 72459.87 | 0 | 1625 | OK | Capacitors (3-Phase Banks)
368 | C28 | Capacitor 5KVAR: C28 | 22740.96 | 333 | 0% | 100% | 0 | 22740.96 | 0 | 333 | OK | Capacitors (3-Phase Banks)
368 | C29 | Capacitor 7KVAR: C29 | 322.52 | 3 | 0% | 100% | 0 | 322.52 | 0 | 3 | OK | Capacitors (3-Phase Banks)
368 | C30 | Capacitor 15KVAR: C30 | 44620.25 | 597 | 0% | 100% | 0 | 44620.25 | 0 | 597 | OK | Capacitors (3-Phase Banks)
368 | C31 | Capacitor 25KAR: C31 | 72505.37 | 566 | 0% | 100% | 0 | 72505.37 | 0 | 566 | OK | Capacitors (3-Phase Banks)
368 | C32 | Capacitor 50KVAR: C32 | 46928.49 | 151 | 0% | 100% | 0 | 46928.49 | 0 | 151 | OK | Capacitors (3-Phase Banks)
368 | C33 | Capacitor 100KVAR: C33 | -90915.68 | -6 | 0% | 100% | 0 | -90915.68 | 0 | -6 | OK | Capacitors (3-Phase Banks)
368 | C35 | Capacitor 200KVAR: C35 | 28798426.31 | 22096 | 0% | 100% | 0 | 28798426.31 | 0 | 22096 | OK | Capacitors (3-Phase Banks)
368 | C37 | CAP BANK-PAD MOUNTED F/URD: C37 | 1486205.09 | 50 | 0% | 100% | 0 | 1486205.09 | 0 | 50 | OK | Capacitors (Padmount)
368 | C40 | SW OIL/VAC 1PH CAPACITOR: C40 | 2383391.89 | 956 | 0% | 100% | 0 | 2383391.89 | 0 | 956 | OK | Cap Bank Switches
368 | C41 | Capacitor Time Clock SW: C41 | 40909.64 | 68 | 0% | 100% | 0 | 40909.64 | 0 | 68 | OK | Cap Bank Switches
368 | C56 | Regulator 1 1/4KV: C56 | 4919.46 | 20 | 0% | 100% | 0 | 4919.46 | 0 | 20 | OK | Voltage Regulators
368 | C57 | Regulator 2KV: C57 | 1191.81 | 2 | 0% | 100% | 0 | 1191.81 | 0 | 2 | OK | Voltage Regulators
368 | C60 | Regulator 25KV: C60 | 35254.92 | 28 | 0% | 100% | 0 | 35254.92 | 0 | 28 | OK | Voltage Regulators
368 | C62 | Regulator 50KV: C62 | 6071.63 | 3 | 0% | 100% | 0 | 6071.63 | 0 | 3 | OK | Voltage Regulators
368 | C63 | Regulator 76KV: C63 | 3255734.95 | 113 | 0% | 100% | 0 | 3255734.95 | 0 | 113 | OK | Voltage Regulators
368 | C67 | Regulator 167KVA: C67 | 31594.3 | 9 | 0% | 100% | 0 | 31594.3 | 0 | 9 | OK | Voltage Regulators
368 | C75 | Sub-Arrester -48KV: C75 | 16022.26 | 4 | 0% | 100% | 0 | 16022.26 | 0 | 4 | OK | Sub Arresters
368 | C81 | Transclosure Low: C81 | 52489.07 | 129 | 100% | 0% | 52489.07 | 0 | 129 | 0 | OK | Transclosures
368 | C82 | Transclosure Single: C82 | 206293.34 | 127 | 100% | 0% | 206293.34 | 0 | 127 | 0 | OK | Transclosures
368 | C83 | Transclosure Double: C83 | 126789.71 | 56 | 100% | 0% | 126789.71 | 0 | 56 | 0 | OK | Transclosures
368 | C84 | Transclosure Triple: C84 | 52212.35 | 12 | 100% | 0% | 52212.35 | 0 | 12 | 0 | OK | Transclosures
368 | d: | Non-unitized: | 12368875.76 | 11294 | 0% | 0% | 0 | 0 | 0 | 0 | OK | N/A
368 | E33 | Conduit PVC 2IN: E33 | 469.94 | 40 | 9.271% | 90.73% | 43.5673 | 426.3727 | 3.7083 | 36.2917 | OK | Conduit
368 | G01 | TRANSF LINE 1 KVA: G01 | 31754.9 | 8 | 100% | 0% | 31754.9 | 0 | 8 | 0 | OK | OH Transformers
368 | G03 | TRANSF LINE 5KVA: G03 | 146744.52 | 399 | 100% | 0% | 146744.52 | 0 | 399 | 0 | OK | OH Transformers
368 | G04 | TRANSF LINE 7.5KVA: G04 | 1305.72 | 7 | 100% | 0% | 1305.72 | 0 | 7 | 0 | OK | OH Transformers
368 | G05 | TRANSF LINE 10KVA: G05 | 12260404.44 | 7360 | 100% | 0% | 12260404.44 | 0 | 7360 | 0 | OK | OH Transformers
368 | G06 | TRANSF LINE 15 KVA: G06 | 25069371.47 | 14330 | 100% | 0% | 25069371.47 | 0 | 14330 | 0 | OK | OH Transformers
368 | G09 | TRANSF LINE 25KVA: G09 | 80687981.25 | 34351 | 100% | 0% | 80687981.25 | 0 | 34351 | 0 | OK | OH Transformers
368 | G12 | TRANSF LINE 37KVA: G12 | 70844053.98 | 24434 | 100% | 0% | 70844053.98 | 0 | 24434 | 0 | OK | OH Transformers
368 | G13 | TRANSF LINE 50KVA: G13 | 61552809.35 | 17349 | 100% | 0% | 61552809.35 | 0 | 17349 | 0 | OK | OH Transformers
368 | G18 | TRANSF LINE 75KVA: G18 | 20486691.73 | 4850 | 100% | 0% | 20486691.73 | 0 | 4850 | 0 | OK | OH Transformers
368 | G20 | TRANSF LINE 100KVA: G20 | 9558512.57 | 1878 | 100% | 0% | 9558512.57 | 0 | 1878 | 0 | OK | OH Transformers
368 | G22 | TRANSF LINE 150KVA: G22 | 14999.84 | 7 | 100% | 0% | 14999.84 | 0 | 7 | 0 | OK | OH Transformers
368 | G24 | TRANSF LINE 167KVA: G24 | 4577698.24 | 740 | 100% | 0% | 4577698.24 | 0 | 740 | 0 | OK | OH Transformers
368 | G25 | TRANSF LINE 176KVA: G25 | 1226.14 | 1 | 100% | 0% | 1226.14 | 0 | 1 | 0 | OK | OH Transformers
368 | G26 | TRANSF LINE 200KVA: G26 | 1419.97 | 1 | 100% | 0% | 1419.97 | 0 | 1 | 0 | OK | OH Transformers
368 | G27 | TRANSF LINE 225KVA: G27 | 5146.35 | 2 | 100% | 0% | 5146.35 | 0 | 2 | 0 | OK | OH Transformers
368 | G28 | TRANSF LINE 250KVA: G28 | 844536.63 | 97 | 100% | 0% | 844536.63 | 0 | 97 | 0 | OK | OH Transformers
368 | G29 | TRANSF LINE 300KVA: G29 | 18913.61 | 7 | 100% | 0% | 18913.61 | 0 | 7 | 0 | OK | OH Transformers
368 | G30 | TRANSF LINE 332KVA: G30 | 3817.61 | 2 | 100% | 0% | 3817.61 | 0 | 2 | 0 | OK | OH Transformers
368 | G31 | TRANSF LINE 333KVA: G31 | 365170.91 | 49 | 100% | 0% | 365170.91 | 0 | 49 | 0 | OK | OH Transformers
368 | G33 | TRANSF LINE 500KVA: G33 | 117869.59 | 23 | 100% | 0% | 117869.59 | 0 | 23 | 0 | OK | OH Transformers
368 | G34 | TRANSF LINE 750KVA: G34 | 18973.91 | 4 | 100% | 0% | 18973.91 | 0 | 4 | 0 | OK | OH Transformers
368 | G37 | TRANSF LINE 1000 KVA: G37 | 116314.9 | 18 | 100% | 0% | 116314.9 | 0 | 18 | 0 | OK | OH Transformers
368 | G38 | TRANSF LINE 1500KVA: G38 | 14203.8 | 2 | 100% | 0% | 14203.8 | 0 | 2 | 0 | OK | OH Transformers
368 | G39 | TRANSF LINE 2000KVA: G39 | 75216.64 | 6 | 100% | 0% | 75216.64 | 0 | 6 | 0 | OK | OH Transformers
368 | G41 | TRANSF LINE 667KVA: G41 | 14294.82 | 3 | 100% | 0% | 14294.82 | 0 | 3 | 0 | OK | OH Transformers
368 | G51 | TRANSF NETWK 500KVA: G51 | 1865826.95 | 41 | 100% | 0% | 1865826.95 | 0 | 41 | 0 | OK | Network Transformers
368 | G52 | TRANSF NETWK 750KVA: G52 | 937303.92 | 32 | 100% | 0% | 937303.92 | 0 | 32 | 0 | OK | Network Transformers
368 | G53 | TRANSF NETWK 1000KVA: G53 | 878015.16 | 27 | 100% | 0% | 878015.16 | 0 | 27 | 0 | OK | Network Transformers
368 | G54 | TRANSF NETWK 1500 KVA: G54 | 151800.61 | 4 | 100% | 0% | 151800.61 | 0 | 4 | 0 | OK | Network Transformers
368 | G55 | TRANSF NETWK 2000KVA: G55 | 910674.65 | 20 | 100% | 0% | 910674.65 | 0 | 20 | 0 | OK | Network Transformers
368 | G56 | TRANSF NETWK 2500KVA: G56 | 330959.75 | 7 | 100% | 0% | 330959.75 | 0 | 7 | 0 | OK | Network Transformers
368 | G66 | NETWK PROT 1200A: G66 | 3387930.93 | 40 | 100% | 0% | 3387930.93 | 0 | 40 | 0 | OK | Network Protectors
368 | G67 | NETWK PROT 1600A: G67 | 1408525.53 | 62 | 100% | 0% | 1408525.53 | 0 | 62 | 0 | OK | Network Protectors
368 | G69 | NETWK PROT 1875A: G69 | 307219.39 | 11 | 100% | 0% | 307219.39 | 0 | 11 | 0 | OK | Network Protectors
368 | G71 | NETWK PROT 2500A: G71 | 962471.95 | 8 | 100% | 0% | 962471.95 | 0 | 8 | 0 | OK | Network Protectors
368 | G72 | NETWK PROT 3000A: G72 | 4430632.63 | 735 | 100% | 0% | 4430632.63 | 0 | 735 | 0 | OK | Network Protectors
368 | G73 | NETWK PROT 3500A: G73 | 424430.3 | 23 | 100% | 0% | 424430.3 | 0 | 23 | 0 | OK | Network Protectors
368 | G80 | TRANSF UNDG 833KVA: G80 | 68073.3 | 15 | 100% | 0% | 68073.3 | 0 | 15 | 0 | OK | UG Transformers
368 | G81 | TRANSF URD 25KVA: G81 | 16515621.2 | 8046 | 100% | 0% | 16515621.2 | 0 | 8046 | 0 | OK | UG Transformers
368 | G82 | TRANSF URD 37.5KVA: G82 | 37090711.28 | 16569 | 100% | 0% | 37090711.28 | 0 | 16569 | 0 | OK | UG Transformers
368 | G83 | TRANSF URD 50KVA: G83 | 54242981.01 | 20848 | 100% | 0% | 54242981.01 | 0 | 20848 | 0 | OK | UG Transformers
368 | G84 | TRANSF URD 75KVA: G84 | 56987532.57 | 15267 | 100% | 0% | 56987532.57 | 0 | 15267 | 0 | OK | UG Transformers
368 | G85 | TRANSF URD 100KVA: G85 | 10368481.38 | 2894 | 100% | 0% | 10368481.38 | 0 | 2894 | 0 | OK | UG Transformers
368 | G86 | TRANSF URD 112KVA: G86 | 10956.95 | 8 | 100% | 0% | 10956.95 | 0 | 8 | 0 | OK | UG Transformers
368 | G87 | TRANSF URD 150KVA: G87 | 22370032 | 2395 | 100% | 0% | 22370032 | 0 | 2395 | 0 | OK | UG Transformers
368 | G88 | TRANSF UND 167KVA: G88 | 3463839.07 | 867 | 100% | 0% | 3463839.07 | 0 | 867 | 0 | OK | UG Transformers
368 | G90 | TRANSF URD 225KVA: G90 | 9639697.05 | 779 | 100% | 0% | 9639697.05 | 0 | 779 | 0 | OK | UG Transformers
368 | G91 | TRANSF UND 250KVA: G91 | 110322.52 | 20 | 100% | 0% | 110322.52 | 0 | 20 | 0 | OK | UG Transformers
368 | G92 | TRANSF UND 300KVA: G92 | 19787272.65 | 1456 | 100% | 0% | 19787272.65 | 0 | 1456 | 0 | OK | UG Transformers
368 | G93 | TRANSF UND 500KVA: G93 | 19783710.6 | 1201 | 100% | 0% | 19783710.6 | 0 | 1201 | 0 | OK | UG Transformers
368 | G94 | TRANSF UND 750KVA: G94 | 18271952.35 | 755 | 100% | 0% | 18271952.35 | 0 | 755 | 0 | OK | UG Transformers
368 | G95 | TRANSF UND 1000KVA: G95 | 13356037.35 | 473 | 100% | 0% | 13356037.35 | 0 | 473 | 0 | OK | UG Transformers
368 | G96 | TRSNSF UND 1500KVA: G96 | 11992737.33 | 357 | 100% | 0% | 11992737.33 | 0 | 357 | 0 | OK | UG Transformers
368 | G97 | TRANSF UND 2000KVA: G97 | 15819512.74 | 329 | 100% | 0% | 15819512.74 | 0 | 329 | 0 | OK | UG Transformers
368 | G98 | TRANSF UND 2500KVA: G98 | 258582.41 | 17 | 100% | 0% | 258582.41 | 0 | 17 | 0 | OK | UG Transformers
368 | I51 | Relay & Control Equip: I51 | 6660.14 | 28 | 0% | 0% | 0 | 0 | 0 | 0 | OK | N/A
368 | J11 | CURR TRANSF PRI: J11 | 260.15 | 24 | 0% | 0% | 0 | 0 | 0 | 0 | OK | N/A
Paste in the line items from the Plant Accounting Inputs tab in Col B-E, ensuring that the FERC account in Col A is updated as you go. The "CHECK?" column is designed to indicate if a PAC and FERC needs to be analyzed and added to the "PAC weights" tab.

## PAC Weights
Manual
Check | FERC | PAC | PROPERTY UNIT | Mat Type | SEC ALLO | PRM ALLO | NOTES | Allocation: 365 Conductor Split
364A01 | 364 | A01 | Pole Wood 25 FT: A01 | Pole | 100% | 0% | Based on analysis of pole uses from ED | Secondary |  | Primary
364A02 | 364 | A02 | Pole Wood 30 FT: A02 | Pole | 92.92% | 7.082% | Based on analysis of pole uses from ED | B77 | 11600554.95 | B50 | 2243161.99
364A03 | 364 | A03 | Pole Wood 35 FT: A03 | Pole | 60% | 40% | Based on analysis of pole uses from ED | B78 | 16501043.11 | B51 | 1047281.27
364A04 | 364 | A04 | Pole Wood 40 FT: A04 | Pole | 2.716% | 97.28% | Based on analysis of pole uses from ED | B79 | 1389743.04 | B52 | 55298916.51
364A05 | 364 | A05 | Pole Wood 45 FT: A05 | Pole | 1.018% | 98.98% | Based on analysis of pole uses from ED | B80 | 2846622.37 | B53 | 13443.83
364A06 | 364 | A06 | Pole Wood 50 FT: A06 | Pole | 0.8048% | 99.2% | Based on analysis of pole uses from ED | B81 | 873299.76 | B54 | 4007.67
364A07 | 364 | A07 | Pole Wood 55 FT: A07 | Pole | 0.4505% | 99.55% | Based on analysis of pole uses from ED |  |  | B55 | -992.63
364A08 | 364 | A08 | Pole Wood 60 FT: A08 | Pole | 1.439% | 98.56% | Based on analysis of pole uses from ED |  |  | B57 | 6305.67
364A09 | 364 | A09 | Pole Wood 65 FT: A09 | Pole | 0% | 100% | Based on analysis of pole uses from ED |  |  | B65 | 65675835.69
364A10 | 364 | A10 | Pole Wood 70 FT: A10 | Pole | 0% | 100% | Based on analysis of pole uses from ED |  |  | B66 | 1233957.45
364A12 | 364 | A12 | Pole Wood 80 FT: A12 | Pole | 0% | 100% | Based on analysis of pole uses from ED |  |  | B67 | 18366888.76
364A17 | 364 | A17 | CONC/Wood Poles: A17 | Pole | 0% | 100% | Based on analysis of pole uses from ED |  |  | B68 | 3306380.51
364A18 | 364 | A18 | Steel Reinforce-Wood Poles: A18 | Pole | 0% | 100% | Based on analysis of pole uses from ED |  |  | B70 | 28065.1
364A19 | 364 | A19 | Monolighting-Wood Poles: A19 | Pole | 0% | 100% | Based on analysis of pole uses from ED |  |  | B71 | 4991.36
364A24 | 364 | A24 | Pole Concrete 25 FT: A24 | Pole | 100% | 0% | Based on analysis of pole uses from ED |  |  | B72 | 1413256.89
364A25 | 364 | A25 | Pole Concrete 30 FT: A25 | Pole | 80% | 20% | Based on analysis of pole uses from ED |  |  | B73 | 172223.24
364A26 | 364 | A26 | Pole Concrete 35 FT: A26 | Pole | 50% | 50% | Based on analysis of pole uses from ED |  |  | B75 | 3336.32
364A27 | 364 | A27 | Pole Concrete 40 FT: A27 | Pole | 1.015% | 98.98% | Based on analysis of pole uses from ED | TOTAL | 33211263.23 | TOTAL | 148817059.63
364A28 | 364 | A28 | Pole Concrete 45 FT: A28 | Pole | 0% | 100% | Based on analysis of pole uses from ED | WEIGHT | 18.25% | WEIGHT | 81.75%
364A29 | 364 | A29 | Pole Concrete 50 FT: A29 | Pole | 0.9756% | 99.02% | Based on analysis of pole uses from ED
364A30 | 364 | A30 | Pole Concrete 55 FT: A30 | Pole | 0% | 100% | Based on analysis of pole uses from ED | Allocation: 367 Aluminum Split
364A31 | 364 | A31 | Pole Concrete 60 FT: A31 | Pole | 0% | 100% | Based on analysis of pole uses from ED | Secondary |  | Primary
364A32 | 364 | A32 | Pole Concrete 65 FT: A32 | Pole | 0% | 100% | Based on analysis of pole uses from ED | F38 | 62539.16 | F39 | 67625019.41
364A33 | 364 | A33 | Pole Concrete 70 FT: A33 | Pole | 0% | 100% | Based on analysis of pole uses from ED | F45 | 450408.08 | F40 | 867132.18
364A40 | 364 | A40 | Pole Fiberglass 30 FT TO 80 FT: A40 | Pole | 0% | 100% | Based on analysis of pole uses from ED | F46 | 8722744.11 | F41 | 3892.36
364A52 | 364 | A52 | Pole Steel 40FT THRU 49FT: A52 | Pole | 0% | 100% | Based on analysis of pole uses from ED | F50 | 7650161.85 | F42 | 27429108.18
364A53 | 364 | A53 | Pole Steel 60 FT: A53 | Pole | 0% | 100% | Based on analysis of pole uses from ED | F51 | 150775.28 | F48 | 71161707.92
364A55 | 364 | A55 | Pole Steel 70 FT: A55 | Pole | 0% | 100% | Based on analysis of pole uses from ED | F57 | 36520.31
364A56 | 364 | A56 | Pole Steel 75 FT: A56 | Pole | 0% | 100% | Based on analysis of pole uses from ED | TOTAL | 17073148.79 | TOTAL | 167086860.05
364A57 | 364 | A57 | Pole Steel 80 FT: A57 | Pole | 0% | 100% | Based on analysis of pole uses from ED | WEIGHT | 9.271% | WEIGHT | 90.73%
364A70 | 364 | A70 | Pole Steel 50 FT THRU 59 FT: A70 | Pole | 0% | 100% | Based on analysis of pole uses from ED
364A71 | 364 | A71 | Pole Steel 90 FT: A71 | Pole | 0% | 100% | Based on analysis of pole uses from ED | Allocation: 368 Aluminum Split
364Misc. | 364 | Misc. | Various Wood and Concrete SL Poles | Pole | 0% | 0% |  |  | Cost | Units | Per Unit
364d: | 364 | d: | Non-unitized: | N/A | 0% | 0% | Not allocated | C01 | 52504.15 | 1794
365B29 | 365 | B29 | Wire CU 4 1/C: B29 | Conductors | 18.25% | 81.75% | Allocated based off split between primary conductors and secondary multiplex cables | C02 | 58982.4 | 2972
365B30 | 365 | B30 | Wire CU 6 1/C: B30 | Conductors | 18.25% | 81.75% | Allocated based off split between primary conductors and secondary multiplex cables | C03 | 113594452.79 | 261992
365B31 | 365 | B31 | Wire CU 2 1/C: B31 | Conductors | 18.25% | 81.75% | Allocated based off split between primary conductors and secondary multiplex cables | C04 | 24234.19 | 41
365B32 | 365 | B32 | Wire CU 1/0 1/C: B32 | Conductors | 18.25% | 81.75% | Allocated based off split between primary conductors and secondary multiplex cables | TOTAL ARRESTER | 113730173.53 | 266799 | 426.2766
365B33 | 365 | B33 | Wire CU 2/0 1/C: B33 | Conductors | 18.25% | 81.75% | Allocated based off split between primary conductors and secondary multiplex cables |  | Cost | Units | Per Unit
365B34 | 365 | B34 | Wire CU 3/0 1/C: B34 | Conductors | 18.25% | 81.75% | Allocated based off split between primary conductors and secondary multiplex cables | C11 | 33728.05 | 2086
365B35 | 365 | B35 | Wire CU 4/0 1/C: B35 | Conductors | 18.25% | 81.75% | Allocated based off split between primary conductors and secondary multiplex cables | C12 | 1302.44 | 0
365B38 | 365 | B38 | Wire CU 350M 1/C: B38 | Conductors | 18.25% | 81.75% | Allocated based off split between primary conductors and secondary multiplex cables | C14 | 73634301.58 | 179127
365B39 | 365 | B39 | Wire CU 400M 1/C: B39 | Conductors | 18.25% | 81.75% | Allocated based off split between primary conductors and secondary multiplex cables | C15 | 2699586.97 | 6361
365B40 | 365 | B40 | Wire CU 500M 1/C: B40 | Conductors | 18.25% | 81.75% | Allocated based off split between primary conductors and secondary multiplex cables | TOTAL CUTOUT | 76368919.04 | 187574 | 407.1402
365B42 | 365 | B42 | Wire CU 500M 1/C: B42 | Conductors | 18.25% | 81.75% | Allocated based off split between primary conductors and secondary multiplex cables | Arrester Secondary (units) |  | Arrester Primary (units)
365B50 | 365 | B50 | Wire ACSR 2 1/C: B50 | Conductors | 0% | 100% |  | G01-G41 | 105928 | Plug | 160725
365B51 | 365 | B51 | Wire ACSR 4/0 1/C: B51 | Conductors | 0% | 100% |  | C24 | -29 | C56-C67 | 175 | Regulator | Protection
365B52 | 365 | B52 | Wire ACSR 336M 1/C: B52 | Conductors | 0% | 100% |  | TOTAL | 105899 | TOTAL | 160900 | 0.1088% | 99.89%
365B53 | 365 | B53 | Wire ASCR 636M 1/C: B53 | Conductors | 0% | 100% |  | WEIGHT | 39.69% | WEIGHT | 60.31%
365B54 | 365 | B54 | Wire ACSR 954M 1/C: B54 | Conductors | 0% | 100% |  | Cutout Secondary (units) |  | Cutout Primary (units)
365B55 | 365 | B55 | Wire ACSR & ACSS 1590 1/C: B55 | Conductors | 0% | 100% |  | G01-G41 | 105928 | Plug | 77175
365B57 | 365 | B57 | Wire AL 7957 1/C: B57 | Conductors | 0% | 100% |  | C24 | -29 | 3-P Banks * 3 | 4500 | Regulator | Protection
365B65 | 365 | B65 | Wire AL 2 1/C: B65 | Conductors | 0% | 100% |  | TOTAL | 105899 | TOTAL | 81675 | 5.51% | 94.49%
365B66 | 365 | B66 | Wire AL 1/0 1/C: B66 | Conductors | 0% | 100% |  | WEIGHT | 56.46% | WEIGHT | 43.54%
365B67 | 365 | B67 | Wire AL 2/0 1/C: B67 | Conductors | 0% | 100%
365B68 | 365 | B68 | Wire AL 4/0 1/C: B68 | Conductors | 0% | 100% |  | Allocation: Removed from 364 Lighting Report
365B70 | 365 | B70 | Wire AL 1/C 395 & 397M: B70 | Conductors | 0% | 100% |  | SL Rate | Pole Height | PAC Code | Units
365B71 | 365 | B71 | Wire AL 636 1/C: B71 | Conductors | 0% | 100% |  | 425 | 30 ft Wood, OH | A02 | 27
365B72 | 365 | B72 | Wire AL 1/C 740 & 795M: B72 | Conductors | 0% | 100% |  | 626 | 30 ft Wood, OH | A02 | 16022.389
365B73 | 365 | B73 | Wire AL 954M 1/CC: B73 | Conductors | 0% | 100% |  | 637 | 35 ft Concrete, OH | A26 | 4475.555
365B75 | 365 | B75 | Wire AL 1590 1/C: B75 | Conductors | 0% | 100% |  | 627 | 35 ft Wood, OH | A03 | 18614.7
365B77 | 365 | B77 | Wire AL 4 2/C: B77 | Conductors | 100% | 0% |  | 597 | 40/45 ft Wood, OH | A04/A05 | 1648.107
365B78 | 365 | B78 | Wire AL 2/0 3/C: B78 | Conductors | 100% | 0% |  | 594 | 40/45 ft Concrete, OH | A27/A28 | 1094.812
365B79 | 365 | B79 | Wire AL 2/0 4/C: B79 | Conductors | 100% | 0%
365B80 | 365 | B80 | Wire AL 4/0 3/C: B80 | Conductors | 100% | 0% |  | PAC Code | Units per 373 | Units per Billing | Deficiency
365B81 | 365 | B81 | Wire AL 4/0 4/C: B81 | Conductors | 100% | 0% |  | A02 | 84 | 16050 | 15966
365B02 | 365 | B02 | SW OIL 7 5KV 3PST: B02 | Switches | 0% | 100% |  | A03 | 6317 | 18615 | 12298
365B03 | 365 | B03 | SW OIL 15KV SPST: B03 | Switches | 0% | 100% |  | A04/A05 | 327 | 1649 | 1322
365B04 | 365 | B04 | SW OIL 15KV SPDT: B04 | Switches | 0% | 100% |  | A26 | 1 | 4476 | 4475
365B05 | 365 | B05 | SWITCH, RENEWABLE DISCONNECT: B05 | Switches | 0% | 100% |  | A27/A28 | 37 | 1095 | 1058
365B06 | 365 | B06 | SW OIL Auto Transfer: B06 | Switches | 0% | 100%
365B10 | 365 | B10 | SW AIR 5KV SPST: B10 | Switches | 0% | 100% |  | PAC Code | $ per 364 | Units per 364 | $/Unit
365B11 | 365 | B11 | SW AIR 5KV 3PST: B11 | Switches | 0% | 100% |  | A02 | 38392949.78 | 69377 | 553.3959
365B12 | 365 | B12 | SW AIR 7. 5KV SPST: B12 | Switches | 0% | 100% |  | A03 | 68089051.93 | 73841 | 922.1036
365B14 | 365 | B14 | SW AIR 15KV SPST: B14 | Switches | 0% | 100% |  | A04/A05 | 191593300.07 | 167765 | 1142.0338
365B15 | 365 | B15 | SW AIR 15KV 2PST: B15 | Switches | 0% | 100% |  | A26 | 15133.95 | 8 | 1891.7438
365B16 | 365 | B16 | SW AIR 15KV 2PDT: B16 | Switches | 0% | 100% |  | A27/A28 | 11379563.37 | 6259 | 1818.1121
365B17 | 365 | B17 | SW AIR 15KV 3PST: B17 | Switches | 0% | 100%
365B25 | 365 | B25 | SW MATERIALS TRANS: B25 | Switches | 0% | 100% |  | PAC Code | Def * Unit Cost | Remaining $ (364) | Remaining Units (364)
365B26 | 365 | B26 | Remote Terminal Unit: B26 | Switches | 0% | 100% |  | A02 | 8835519.4976 | 29557430.2824 | 53411
365B27 | 365 | B27 | OPT MOTOR MECH: B27 | Switches | 0% | 100% |  | A03 | 11340030.0732 | 56749021.8568 | 61543
365B83 | 365 | B83 | Sectionilizer 70A DRY: B83 | Sectionalizers | 0% | 100% |  | A04/A05 | 1509768.6806 | 190083531.3895 | 166443
365B85 | 365 | B85 | Sectionilizer GN3: B85 | Sectionalizers | 0% | 100% |  | A26 | 8465553.2812 | -8450419.3313 | -4467
365B86 | 365 | B86 | Sectionilizer GS: B86 | Sectionalizers | 0% | 100% |  | A27/A28 | 1923562.5572 | 9456000.8128 | 5201
365B87 | 365 | B87 | Sectionilizer KGN: B87 | Sectionalizers | 0% | 100%
365B88 | 365 | B88 | Recloser H 1P: B88 | Sectionalizers | 0% | 100% |  | Allocation: Removed from 365 Lighting Report
365B89 | 365 | B89 | Recloser 4H 1P: B89 | Sectionalizers | 0% | 100% |  | PAC Code | Pole Deficiency | Avg Span in Ft | Wire Feet
365B90 | 365 | B90 | Recloser L 1P: B90 | Sectionalizers | 0% | 100% |  | B77 | 35119 | 129.9 | 4561958.1
365B91 | 365 | B91 | Recloser E 1P: B91 | Sectionalizers | 0% | 100%
365B97 | 365 | B97 | Recloser D 1PH: B97 | Sectionalizers | 0% | 100% |  | PAC Code | Units per FERC 365 | Amount per FERC 365 | Cost per Unit
365B93 | 365 | B93 | Recloser 3H 3P: B93 | Sectionalizers | 0% | 100% |  | B77 | 11679736 | 11600554.95 | 0.99322
365B94 | 365 | B94 | Recloser 6H 3P: B94 | Sectionalizers | 0% | 100%
365B95 | 365 | B95 | Recloser R 3P: B95 | Sectionalizers | 0% | 100% |  | Wire Feet | Cost per Unit | Direct to SL Wiring
365B96 | 365 | B96 | Recloser KWB 3P: B96 | Sectionalizers | 0% | 100% |  | 4561958.1 | 0.99322 | 4531030.977
365B92 | 365 | B92 | S&C,TRIPSAVER,W/CUTOUT MT 6.3KA : B92 | Sectionalizers | 0% | 100%
365B98 | 365 | B98 | Phase Converter: B98 | Phase Converter | 100% | 0% |  | Schedule of costs moved to Street Lighting
365D53 | 365 | D53 | Cable 6 3C CU UND ST LGHT: D53 | Street Lighting | 0% | 0% | Direct Assigned | FERC | Billing Movements | Direct Assigned | Total
365F39 | 365 | F39 | Cable AL 1/0 1/C: F39 | Conductors | 0% | 100% |  | 364 | 32074434.0898 | 0 | 32074434.0898
365F40 | 365 | F40 | Cable AL 1/0 1C DB: F40 | Conductors | 0% | 100% |  | 365 | 4531030.977 | 11875.03 | 4542906.007
365F42 | 365 | F42 | Cable AL 1/0 3C DB: F42 | Conductors | 0% | 100% |  | 366 | 0 | 0 | 0
365C40 | 365 | C40 | SW OIL/VAC 1PH CAPACITOR: C40 | Cap Bank Switches | 0% | 100% |  | 367 | 0 | 385731.8 | 385731.8
365F44 | 365 | F44 | Cable AL 4/0 3C: F44 | Conductors | 9.271% | 90.73% | Allocated on 367 specific weights | 368 | 0 | 0 | 0
365F48 | 365 | F48 | Cable AL 1000M 3C: F48 | Conductors | 0% | 100%
365F81 | 365 | F81 | Pothead 1/C: F81 | Potheads | 0% | 100%
365I89 | 365 | I89 | Control Cable: I89 | N/A | 0% | 0% | Not allocated
365M52 | 365 | M52 | Wire ACSR 336M I/C: M52 | N/A | 0% | 0% | Not allocated
365d: | 365 | d: | Non-unitized: | N/A | 0% | 0% | Not allocated
366E02 | 366 | E02 | Conduit STL 3/4IN: E02 | Conduit | 9.271% | 90.73% | Allocated on 367 specific weights
366E03 | 366 | E03 | Conduit STL 1IN: E03 | Conduit | 9.271% | 90.73% | Allocated on 367 specific weights
366E04 | 366 | E04 | Conduit STL 1 1/4IN: E04 | Conduit | 9.271% | 90.73% | Allocated on 367 specific weights
366E05 | 366 | E05 | Conduit STL 1 1/2IN: E05 | Conduit | 9.271% | 90.73% | Allocated on 367 specific weights
366E06 | 366 | E06 | Conduit STL 2IN: E06 | Conduit | 9.271% | 90.73% | Allocated on 367 specific weights
366E07 | 366 | E07 | Conduit STL 2 1/2IN: E07 | Conduit | 9.271% | 90.73% | Allocated on 367 specific weights
366E08 | 366 | E08 | Conduit STL 3IN: E08 | Conduit | 9.271% | 90.73% | Allocated on 367 specific weights
366E09 | 366 | E09 | Conduit STL 4IN: E09 | Conduit | 9.271% | 90.73% | Allocated on 367 specific weights
366E10 | 366 | E10 | Conduit STL 5IN: E10 | Conduit | 9.271% | 90.73% | Allocated on 367 specific weights
366E11 | 366 | E11 | Conduit STL 6IN: E11 | Conduit | 9.271% | 90.73% | Allocated on 367 specific weights
366E19 | 366 | E19 | Conduit STL 18IN: E19 | Conduit | 9.271% | 90.73% | Allocated on 367 specific weights
366E21 | 366 | E21 | Conduit FIB 3IN: E21 | Conduit | 9.271% | 90.73% | Allocated on 367 specific weights
366E22 | 366 | E22 | Conduit FIB 3 1/2IN: E22 | Conduit | 9.271% | 90.73% | Allocated on 367 specific weights
366E23 | 366 | E23 | Conduit FIB 4IN: E23 | Conduit | 9.271% | 90.73% | Allocated on 367 specific weights
366E24 | 366 | E24 | Conduit FIB 6IN: E24 | Conduit | 9.271% | 90.73% | Allocated on 367 specific weights
366E30 | 366 | E30 | Conduit PVC 1IN: E30 | Conduit | 9.271% | 90.73% | Allocated on 367 specific weights
366E31 | 366 | E31 | Conduit PVC 1 1/4IN: E31 | Conduit | 9.271% | 90.73% | Allocated on 367 specific weights
366E32 | 366 | E32 | Conduit PVC 1 1/2IN: E32 | Conduit | 9.271% | 90.73% | Allocated on 367 specific weights
366E33 | 366 | E33 | Conduit PVC 2IN: E33 | Conduit | 9.271% | 90.73% | Allocated on 367 specific weights
366E34 | 366 | E34 | Conduit PVC 3IN: E34 | Conduit | 9.271% | 90.73% | Allocated on 367 specific weights
366E35 | 366 | E35 | Conduit PVC 4IN: E35 | Conduit | 9.271% | 90.73% | Allocated on 367 specific weights
366E36 | 366 | E36 | Conduit PVC 5IN: E36 | Conduit | 9.271% | 90.73% | Allocated on 367 specific weights
366E37 | 366 | E37 | Conduit PVC 6IN: E37 | Conduit | 9.271% | 90.73% | Allocated on 367 specific weights
366E38 | 366 | E38 | Conduit PVC 6IN: E38 | Conduit | 9.271% | 90.73% | Allocated on 367 specific weights
366E59 | 366 | E59 | Conduit AL 1 INCH: E59 | Conduit | 9.271% | 90.73% | Allocated on 367 specific weights
366E60 | 366 | E60 | Conduit AL 1 1/4 INC: E60 | Conduit | 9.271% | 90.73% | Allocated on 367 specific weights
366E62 | 366 | E62 | Conduit AL 2IN: E62 | Conduit | 9.271% | 90.73% | Allocated on 367 specific weights
366E65 | 366 | E65 | Conduit AL 4IN: E65 | Conduit | 9.271% | 90.73% | Allocated on 367 specific weights
366E67 | 366 | E67 | Conduit AL 6IN: E67 | Conduit | 9.271% | 90.73% | Allocated on 367 specific weights
366E74 | 366 | E74 | Conduit CLAY 4IN: E74 | Conduit | 9.271% | 90.73% | Allocated on 367 specific weights
366E90 | 366 | E90 | Conduit Bridge: E90 | Conduit Bridge | 0% | 100%
366E78 | 366 | E78 | PULL/SW Gear Box Precast CONC.: E78 | Pull Box | 0% | 100%
366E79 | 366 | E79 | Handhole Precast Concrete: E79 | Handholes | 0% | 100%
366E80 | 366 | E80 | Manhole Frame & COVR: E80 | Manholes | 0% | 100%
366E81 | 366 | E81 | Manhole Precast Concrete A: E81 | Manholes | 0% | 100%
366E82 | 366 | E82 | Manhole Precast Concrete S: E82 | Manholes | 0% | 100%
366E83 | 366 | E83 | Manhole Precast Concrete T: E83 | Manholes | 0% | 100%
366E88 | 366 | E88 | Vaults CY: E88 | Vaults | 100% | 0%
366E89 | 366 | E89 | DURO Vault: E89 | Vaults | 100% | 0%
366d: | 366 | d: | Non-unitized: | N/A | 0% | 0% | Not allocated
367B08 | 367 | B08 | METAL CLAD SW GEAR 15KV: B08 | Switches | 0% | 100%
367B14 | 367 | B14 | SW AIR 15KV SPST: B14 | Switches | 0% | 100%
367B25 | 367 | B25 | SW MATERIALS TRANS: B25 | Switches | 0% | 100%
367B31 | 367 | B31 | Wire CU 2 1/C: B31 | Conductors | 100% | 0%
367B40 | 367 | B40 | Wire CU 500M 1/C: B40 | Conductors | 100% | 0%
367B43 | 367 | B43 | Wire CU 1000 M 1/C: B43 | Conductors | 100% | 0%
367B52 | 367 | B52 | Wire ACSR 336M 1/C: B52 | Conductors | 0% | 100%
367d: | 367 | d: | Non-unitized: | N/A | 0% | 0% | Not allocated
367D50 | 367 | D50 | Cable 8 1/C DB: D50 | Street Lighting | 0% | 0% | Direct Assigned
367D51 | 367 | D51 | Cable 6 1/C DB: D51 | Street Lighting | 0% | 0% | Direct Assigned
367D52 | 367 | D52 | Cable 4 1/C DB: D52 | Street Lighting | 0% | 0% | Direct Assigned
367D53 | 367 | D53 | Cable 6 3C CU UND ST LGHT: D53 | Street Lighting | 0% | 0% | Direct Assigned
367F01 | 367 | F01 | Cable CU 2 1/C: F01 | Conductors | 9.271% | 90.73% | Allocated based on F38-F42,F45,F46,F48,F49 and F57
367F02 | 367 | F02 | Cable CU 2 1C DB: F02 | Conductors | 9.271% | 90.73% | Allocated based on F38-F42,F45,F46,F48,F49 and F57
367F03 | 367 | F03 | Cable CU 2 2C 4 1C: F03 | Conductors | 9.271% | 90.73% | Allocated based on F38-F42,F45,F46,F48,F49 and F57
367F04 | 367 | F04 | Cable CU 2 2C 4 1C DB: F04 | Conductors | 9.271% | 90.73% | Allocated based on F38-F42,F45,F46,F48,F49 and F57
367F05 | 367 | F05 | Cable CU 2 3C: F05 | Conductors | 9.271% | 90.73% | Allocated based on F38-F42,F45,F46,F48,F49 and F57
367F06 | 367 | F06 | Cable CU 2 4C: F06 | Conductors | 9.271% | 90.73% | Allocated based on F38-F42,F45,F46,F48,F49 and F57
367F08 | 367 | F08 | Cable CU 2/0 1C: F08 | Conductors | 9.271% | 90.73% | Allocated based on F38-F42,F45,F46,F48,F49 and F57
367F09 | 367 | F09 | Cable CU 2/0 3/C: F09 | Conductors | 9.271% | 90.73% | Allocated based on F38-F42,F45,F46,F48,F49 and F57
367F10 | 367 | F10 | Cable CU 2/0 3C DB: F10 | Conductors | 9.271% | 90.73% | Allocated based on F38-F42,F45,F46,F48,F49 and F57
367F11 | 367 | F11 | Cable CU 2/0 2C 2 1C DB: F11 | Conductors | 9.271% | 90.73% | Allocated based on F38-F42,F45,F46,F48,F49 and F57
367F12 | 367 | F12 | Cable CU 4/0Z1/C: F12 | Conductors | 9.271% | 90.73% | Allocated based on F38-F42,F45,F46,F48,F49 and F57
367F13 | 367 | F13 | Cable CU 4/0 3C: F13 | Conductors | 9.271% | 90.73% | Allocated based on F38-F42,F45,F46,F48,F49 and F57
367F14 | 367 | F14 | Cable CU 4/0 4C: F14 | Conductors | 9.271% | 90.73% | Allocated based on F38-F42,F45,F46,F48,F49 and F57
367F15 | 367 | F15 | Cable CU 250M 1C: F15 | Conductors | 9.271% | 90.73% | Allocated based on F38-F42,F45,F46,F48,F49 and F57
367F17 | 367 | F17 | Cable CU 350M 3C: F17 | Conductors | 9.271% | 90.73% | Allocated based on F38-F42,F45,F46,F48,F49 and F57
367F18 | 367 | F18 | Cable CU 350M 3C DB: F18 | Conductors | 9.271% | 90.73% | Allocated based on F38-F42,F45,F46,F48,F49 and F57
367F19 | 367 | F19 | Cable CU 500M 1C: F19 | Conductors | 9.271% | 90.73% | Allocated based on F38-F42,F45,F46,F48,F49 and F57
367F20 | 367 | F20 | Cable CU 500M 3C: F20 | Conductors | 9.271% | 90.73% | Allocated based on F38-F42,F45,F46,F48,F49 and F57
367F21 | 367 | F21 | Cable CU 500M 3C DB: F21 | Conductors | 9.271% | 90.73% | Allocated based on F38-F42,F45,F46,F48,F49 and F57
367F23 | 367 | F23 | Cable CU 500M 4C: F23 | Conductors | 9.271% | 90.73% | Allocated based on F38-F42,F45,F46,F48,F49 and F57
367F24 | 367 | F24 | Cable CU 750M 3C: F24 | Conductors | 9.271% | 90.73% | Allocated based on F38-F42,F45,F46,F48,F49 and F57
367F25 | 367 | F25 | Cable CU 750M 3C 4/0 1C: F25 | Conductors | 9.271% | 90.73% | Allocated based on F38-F42,F45,F46,F48,F49 and F57
367F26 | 367 | F26 | Cable CU 1000M 1C: F26 | Conductors | 9.271% | 90.73% | Allocated based on F38-F42,F45,F46,F48,F49 and F57
367F38 | 367 | F38 | Cable AL 2/0 1/C: F38 | Conductors | 100% | 0%
367F39 | 367 | F39 | Cable AL 1/0 1/C: F39 | Conductors | 0% | 100%
367F40 | 367 | F40 | Cable AL 1/0 1C DB: F40 | Conductors | 0% | 100%
367F41 | 367 | F41 | Cable AL 1/0 3C: F41 | Conductors | 0% | 100%
367F42 | 367 | F42 | Cable AL 1/0 3C DB: F42 | Conductors | 0% | 100%
367F43 | 367 | F43 | Cable AL 4/0 1C: F43 | Conductors | 9.271% | 90.73% | Allocated based on F38-F42,F45,F46,F48,F49 and F57
367F44 | 367 | F44 | Cable AL 4/0 3C: F44 | Conductors | 9.271% | 90.73% | Allocated based on F38-F42,F45,F46,F48,F49 and F57
367F45 | 367 | F45 | Cable AL 500 1C: F45 | Conductors | 100% | 0%
367F46 | 367 | F46 | Cable AL 500M 3/C: F46 | Conductors | 100% | 0%
367F47 | 367 | F47 | Cable AL 750MCM 1/C: F47 | Conductors | 9.271% | 90.73% | Allocated based on F38-F42,F45,F46,F48,F49 and F57
367F48 | 367 | F48 | Cable AL 1000M 3C: F48 | Conductors | 0% | 100%
367F50 | 367 | F50 | Cable AL 4/0 2/C 2/0 1/C: F50 | Conductors | 100% | 0%
367F51 | 367 | F51 | Cable AL 4/0 1/C-2/0 1/C: F51 | Conductors | 100% | 0%
367F54 | 367 | F54 | Cable AL 300M2/C-4/0 2/C: F54 | Conductors | 9.271% | 90.73% | Allocated based on F38-F42,F45,F46,F48,F49 and F57
367F57 | 367 | F57 | v AL 500M2/C-300M1/C: F57 | Conductors | 100% | 0%
367F60 | 367 | F60 | Supervisory EQUIP: F60 | Switches | 0% | 100%
367F68 | 367 | F68 | ENCL SWGEAR 3PH 15KV 200A: F68 | Switches | 0% | 100%
367F69 | 367 | F69 | ENCL SWGEAR 3PH 15KV 600A: F69 | Switches | 0% | 100%
367F70 | 367 | F70 | ENCLOSED SWITCHGEAR: F70 | Switches | 0% | 100%
367F71 | 367 | F71 | ENCL SWGEAR AUTO TRANSFORMER: F71 | Switches | 0% | 100%
367F81 | 367 | F81 | Pothead 1/C: F81 | Potheads | 0% | 100%
367F83 | 367 | F83 | Pothead 3/C: F83 | Potheads | 0% | 100%
367F87 | 367 | F87 | Spreaderhead 3C: F87 | Potheads | 0% | 100%
367F89 | 367 | F89 | Modules - Cable Transition 15K: F89 | Potheads | 0% | 100%
367I41 | 367 | I41 | SW AIR 15KV SPST: I41 | N/A | 0% | 0% | Not allocated
367I89 | 367 | I89 | Control Cable: I89 | N/A | 0% | 0% | Not allocated
368B14 | 368 | B14 | SW AIR 15KV SPST: B14 | Switches | 0% | 100%
368C01 | 368 | C01 | Arrester 3KV: C01 | Lightning Arresters | 39.69% | 60.31% | Unique Allocation Required
368C02 | 368 | C02 | Arrester 6KV: C02 | Lightning Arresters | 39.69% | 60.31% | Unique Allocation Required
368C03 | 368 | C03 | Arrester 10KV: C03 | Lightning Arresters | 39.69% | 60.31% | Unique Allocation Required
368C04 | 368 | C04 | Arrester 15V: C04 | Lightning Arresters | 39.69% | 60.31% | Unique Allocation Required
368C11 | 368 | C11 | Cutouts 50A 5KV: C11 | Cutouts | 56.46% | 43.54% | Unique Allocation Required
368C12 | 368 | C12 | Cutouts 100A 5KV: C12 | Cutouts | 56.46% | 43.54% | Unique Allocation Required
368C14 | 368 | C14 | Cutouts 100A 15KV: C14 | Cutouts | 56.46% | 43.54% | Unique Allocation Required
368C15 | 368 | C15 | Cutouts 200A 15KV: C15 | Cutouts | 56.46% | 43.54% | Unique Allocation Required
368C24 | 368 | C24 | CO & AR COMB 100A 15KV: C24 | Combined C/O Arr | 100% | 0%
368C26 | 368 | C26 | Capacitor 2KVAR: C26 | Capacitors (3-Phase Banks) | 0% | 100%
368C27 | 368 | C27 | Capacitor 3KVAR: C27 | Capacitors (3-Phase Banks) | 0% | 100%
368C28 | 368 | C28 | Capacitor 5KVAR: C28 | Capacitors (3-Phase Banks) | 0% | 100%
368C29 | 368 | C29 | Capacitor 7KVAR: C29 | Capacitors (3-Phase Banks) | 0% | 100%
368C30 | 368 | C30 | Capacitor 15KVAR: C30 | Capacitors (3-Phase Banks) | 0% | 100%
368C31 | 368 | C31 | Capacitor 25KAR: C31 | Capacitors (3-Phase Banks) | 0% | 100%
368C32 | 368 | C32 | Capacitor 50KVAR: C32 | Capacitors (3-Phase Banks) | 0% | 100%
368C33 | 368 | C33 | Capacitor 100KVAR: C33 | Capacitors (3-Phase Banks) | 0% | 100%
368C35 | 368 | C35 | Capacitor 200KVAR: C35 | Capacitors (3-Phase Banks) | 0% | 100%
368C37 | 368 | C37 | CAP BANK-PAD MOUNTED F/URD: C37 | Capacitors (Padmount) | 0% | 100%
368C40 | 368 | C40 | SW OIL/VAC 1PH CAPACITOR: C40 | Cap Bank Switches | 0% | 100%
368C41 | 368 | C41 | Capacitor Time Clock SW: C41 | Cap Bank Switches | 0% | 100%
368C56 | 368 | C56 | Regulator 1 1/4KV: C56 | Voltage Regulators | 0% | 100%
368C57 | 368 | C57 | Regulator 2KV: C57 | Voltage Regulators | 0% | 100%
368C60 | 368 | C60 | Regulator 25KV: C60 | Voltage Regulators | 0% | 100%
368C62 | 368 | C62 | Regulator 50KV: C62 | Voltage Regulators | 0% | 100%
368C63 | 368 | C63 | Regulator 76KV: C63 | Voltage Regulators | 0% | 100%
368C67 | 368 | C67 | Regulator 167KVA: C67 | Voltage Regulators | 0% | 100%
368C75 | 368 | C75 | Sub-Arrester -48KV: C75 | Sub Arresters | 0% | 100%
368C81 | 368 | C81 | Transclosure Low: C81 | Transclosures | 100% | 0%
368C82 | 368 | C82 | Transclosure Single: C82 | Transclosures | 100% | 0%
368C83 | 368 | C83 | Transclosure Double: C83 | Transclosures | 100% | 0%
368C84 | 368 | C84 | Transclosure Triple: C84 | Transclosures | 100% | 0%
368d: | 368 | d: | Non-unitized: | N/A | 0% | 0% | Not allocated
368E33 | 368 | E33 | Conduit PVC 2IN: E33 | Conduit | 9.271% | 90.73% | Allocated on 367 specific weights
368G01 | 368 | G01 | TRANSF LINE 1 KVA: G01 | OH Transformers | 100% | 0%
368G03 | 368 | G03 | TRANSF LINE 5KVA: G03 | OH Transformers | 100% | 0%
368G04 | 368 | G04 | TRANSF LINE 7.5KVA: G04 | OH Transformers | 100% | 0%
368G05 | 368 | G05 | TRANSF LINE 10KVA: G05 | OH Transformers | 100% | 0%
368G06 | 368 | G06 | TRANSF LINE 15 KVA: G06 | OH Transformers | 100% | 0%
368G09 | 368 | G09 | TRANSF LINE 25KVA: G09 | OH Transformers | 100% | 0%
368G12 | 368 | G12 | TRANSF LINE 37KVA: G12 | OH Transformers | 100% | 0%
368G13 | 368 | G13 | TRANSF LINE 50KVA: G13 | OH Transformers | 100% | 0%
368G18 | 368 | G18 | TRANSF LINE 75KVA: G18 | OH Transformers | 100% | 0%
368G20 | 368 | G20 | TRANSF LINE 100KVA: G20 | OH Transformers | 100% | 0%
368G22 | 368 | G22 | TRANSF LINE 150KVA: G22 | OH Transformers | 100% | 0%
368G24 | 368 | G24 | TRANSF LINE 167KVA: G24 | OH Transformers | 100% | 0%
368G25 | 368 | G25 | TRANSF LINE 176KVA: G25 | OH Transformers | 100% | 0%
368G26 | 368 | G26 | TRANSF LINE 200KVA: G26 | OH Transformers | 100% | 0%
368G27 | 368 | G27 | TRANSF LINE 225KVA: G27 | OH Transformers | 100% | 0%
368G28 | 368 | G28 | TRANSF LINE 250KVA: G28 | OH Transformers | 100% | 0%
368G29 | 368 | G29 | TRANSF LINE 300KVA: G29 | OH Transformers | 100% | 0%
368G30 | 368 | G30 | TRANSF LINE 332KVA: G30 | OH Transformers | 100% | 0%
368G31 | 368 | G31 | TRANSF LINE 333KVA: G31 | OH Transformers | 100% | 0%
368G33 | 368 | G33 | TRANSF LINE 500KVA: G33 | OH Transformers | 100% | 0%
368G34 | 368 | G34 | TRANSF LINE 750KVA: G34 | OH Transformers | 100% | 0%
368G37 | 368 | G37 | TRANSF LINE 1000 KVA: G37 | OH Transformers | 100% | 0%
368G38 | 368 | G38 | TRANSF LINE 1500KVA: G38 | OH Transformers | 100% | 0%
368G39 | 368 | G39 | TRANSF LINE 2000KVA: G39 | OH Transformers | 100% | 0%
368G41 | 368 | G41 | TRANSF LINE 667KVA: G41 | OH Transformers | 100% | 0%
368G51 | 368 | G51 | TRANSF NETWK 500KVA: G51 | Network Transformers | 100% | 0%
368G52 | 368 | G52 | TRANSF NETWK 750KVA: G52 | Network Transformers | 100% | 0%
368G53 | 368 | G53 | TRANSF NETWK 1000KVA: G53 | Network Transformers | 100% | 0%
368G54 | 368 | G54 | TRANSF NETWK 1500 KVA: G54 | Network Transformers | 100% | 0%
368G55 | 368 | G55 | TRANSF NETWK 2000KVA: G55 | Network Transformers | 100% | 0%
368G56 | 368 | G56 | TRANSF NETWK 2500KVA: G56 | Network Transformers | 100% | 0%
368G66 | 368 | G66 | NETWK PROT 1200A: G66 | Network Protectors | 100% | 0%
368G67 | 368 | G67 | NETWK PROT 1600A: G67 | Network Protectors | 100% | 0%
368G69 | 368 | G69 | NETWK PROT 1875A: G69 | Network Protectors | 100% | 0%
368G71 | 368 | G71 | NETWK PROT 2500A: G71 | Network Protectors | 100% | 0%
368G72 | 368 | G72 | NETWK PROT 3000A: G72 | Network Protectors | 100% | 0%
368G73 | 368 | G73 | NETWK PROT 3500A: G73 | Network Protectors | 100% | 0%
368G80 | 368 | G80 | TRANSF UNDG 833KVA: G80 | UG Transformers | 100% | 0%
368G81 | 368 | G81 | TRANSF URD 25KVA: G81 | UG Transformers | 100% | 0%
368G82 | 368 | G82 | TRANSF URD 37.5KVA: G82 | UG Transformers | 100% | 0%
368G83 | 368 | G83 | TRANSF URD 50KVA: G83 | UG Transformers | 100% | 0%
368G84 | 368 | G84 | TRANSF URD 75KVA: G84 | UG Transformers | 100% | 0%
368G85 | 368 | G85 | TRANSF URD 100KVA: G85 | UG Transformers | 100% | 0%
368G86 | 368 | G86 | TRANSF URD 112KVA: G86 | UG Transformers | 100% | 0%
368G87 | 368 | G87 | TRANSF URD 150KVA: G87 | UG Transformers | 100% | 0%
368G88 | 368 | G88 | TRANSF UND 167KVA: G88 | UG Transformers | 100% | 0%
368G90 | 368 | G90 | TRANSF URD 225KVA: G90 | UG Transformers | 100% | 0%
368G91 | 368 | G91 | TRANSF UND 250KVA: G91 | UG Transformers | 100% | 0%
368G92 | 368 | G92 | TRANSF UND 300KVA: G92 | UG Transformers | 100% | 0%
368G93 | 368 | G93 | TRANSF UND 500KVA: G93 | UG Transformers | 100% | 0%
368G94 | 368 | G94 | TRANSF UND 750KVA: G94 | UG Transformers | 100% | 0%
368G95 | 368 | G95 | TRANSF UND 1000KVA: G95 | UG Transformers | 100% | 0%
368G96 | 368 | G96 | TRSNSF UND 1500KVA: G96 | UG Transformers | 100% | 0%
368G97 | 368 | G97 | TRANSF UND 2000KVA: G97 | UG Transformers | 100% | 0%
368G98 | 368 | G98 | TRANSF UND 2500KVA: G98 | UG Transformers | 100% | 0%
368I51 | 368 | I51 | Relay & Control Equip: I51 | N/A | 0% | 0% | Not allocated
368J11 | 368 | J11 | CURR TRANSF PRI: J11 | N/A | 0% | 0% | Not allocated
Tab is intended to remain as a continuing record of how FERCs and PAC combos are allocated, with notes in the cases where calculations are involved. Note that cutouts and arresters also have manual inputs.

## Pole - TSN Prices
Pole Owner | Class | Height | Material | Light Billing Y/N | Pole Use | TECO Stock Number | Price | Level | Count | Sum of Count |  |  |  | Level |  |  | TAG | HEIGHT | CLASS | COUNT | TSN | COST | Codes | Codes |  | TSN | Price | Pole Use | LEVEL
TECO | - | - | - | N | DIST-SEC | - | #NAME? | PRIMARY | 1 | Material | Height | Class | Price | SECONDARY | PRIMARY | Total Result | WOOD252 | 25 | 2 | 1 | - |  | - | - | 1 | 2002836 | 807.52 | DIST-SEC | PRIMARY
TECO | - | - | WOOD | N | DIST-SEC | - | #NAME? | PRIMARY | 5 | ALUMINIUM | 50 | 1 | #NAME? |  | 1 | 1 | WOOD254 | 25 | 4 | 6 | - |  | - |  | 0 | 2002847 | 1112.98 | DISTRIBUTION ONLY | PRIMARY
TECO | - | 16 | ALUMINUM | N | DIST-SEC | 2005687 | #NAME? | PRIMARY | 1 | ALUMINUM | 16 | - | #NAME? |  | 3 | 3 | WOOD255 | 25 | 5 | 6 | - |  | - | 2002836 | 7 | 2002834 | 1433.09 | DIST_SEC | PRIMARY
TECO | - | 30 | CONCRETE | N | DIST-SEC | - | #NAME? | PRIMARY | 1 | CONCRETE | 16 | 1 | #NAME? |  | 2 | 2 | WOOD256 | 25 | 6 | 105 | - |  | - | 2002823 | 7 | 2002835 | 1478.66 | LIGHTING | N/A
TECO | - | 30 | OTHER | N | DIST-SEC | - | #NAME? | PRIMARY | 1 |  | 20 | - | #NAME? | 1 |  | 1 | [7 empty] | 2002836807.52 | 13 | 2002859 | 1478.66 | PRIMARY | PRIMARY
TECO | - | 35 | CONCRETE | N | DIST-SEC | - | #NAME? | PRIMARY | 80 |  | 25 | - | #NAME? | 1 |  | 1 | WOOD301 | 30 | 1 | 4 | - |  | - | 2002830 | 7 | 2131275 | 1665.53 | SECONDARY ONLY | SECONDARY
TECO | - | 35 | STEEL | N | DIST-SEC | - | #NAME? | PRIMARY | 3 |  | 30 | 1 | #NAME? | 4 | 3 | 7 | WOOD302 | 30 | 2 | 11 | 2002836 |  | 2002836 | 2002857 | 7 | 2002871 | 3794.25 | SPP | N/A
TECO | - | 40 | CONCRETE | N | DIST-SEC | - | #NAME? | PRIMARY | 268 |  |  | 4 | #NAME? |  | 1 | 1 | WOOD303 | 30 | 3 | 15 | 2002836 |  | 2002836 | 2002821 | 7 | 2002838 | 1062.32 | STUB | N/A
TECO | - | 40 | CONCRETE | Y | DIST-SEC | - | #NAME? | PRIMARY | 4 |  |  | - | #NAME? | 34 | 3 | 37 | WOOD304 | 30 | 4 | 723 | 2002823 |  | 2002823 | 20028471112.98 | 14 | 2002849 | 1543.75 | TELECOM ONLY | N/A
TECO | - | 40 | STEEL | N | DIST-SEC | - | #NAME? | PRIMARY | 1 |  | 35 | 0 | #NAME? |  | 6 | 6 | WOOD305 | 30 | 5 | 452 | 2002836 | 807.52 | 2002836807.52 | 2002828 | 7 | 2131246 | 3268.88 | TRANS-DIST | N/A
TECO | - | 40 | WOOD | N | DIST-SEC | - | #NAME? | PRIMARY | 1 |  |  | 1 | #NAME? | 63 | 27 | 90 | WOOD306 | 30 | 6 | 32820 | 2002830 |  | 2002830 | 2002826 | 7 | 2131440 | 3242.18 | TRANS-DIST_SEC | N/A
TECO | - | 40 |  | N | DIST-SEC | - | #NAME? | PRIMARY | 1 |  |  | 2 | #NAME? | 8 | 16 | 24 | [7 empty] | 20028341433.09 | 14 | 2002858 | 1344.79 |  | N/A
TECO | - | 45 | CONCRETE | N | DIST-SEC | - | #NAME? | PRIMARY | 1271 |  |  | 4 | #NAME? | 18 | 15 | 33 | WOOD351 | 35 | 1 | 8 | - |  | - | 20028351478.66 | 14 | 2132811 | 4018.36
TECO | - | 45 | CONCRETE | Y | DIST-SEC | - | #NAME? | PRIMARY | 14 |  |  | 6 | #NAME? | 3 |  | 3 | WOOD352 | 35 | 2 | 49 | 2002857 |  | 2002857 | 20028591478.66 | 14 | 2002869 | 1918.8
TECO | - | 45 | CONCRETE |  | DIST-SEC | - | #NAME? | PRIMARY | 3 |  |  | - | #NAME? | 792 | 137 | 929 | WOOD353 | 35 | 3 | 47 | - |  | - | 2131214 | 7 | 2131698 | 9288.26
TECO | - | 50 | CONCRETE | N | DIST-SEC | - | #NAME? | PRIMARY | 16 |  | 40 | 1 | #NAME? |  | 1 | 1 | WOOD354 | 35 | 4 | 25438 | 2002823 |  | 2002823 | 2002863 | 7 | 2003117 | 1638.74
TECO | - | 50 | CONCRETE | N | DIST-SEC | 2002869 | #NAME? | PRIMARY | 6 |  |  | 3 | #NAME? | 3 | 410 | 413 | WOOD355 | 35 | 5 | 332 | - |  | - | 21312751665.53 | 14 | 2131711 | 9928.64
TECO | - | 50 | CONCRETE | N | DIST-SEC | 2002877 | #NAME? | PRIMARY | 1 |  |  | 4 | #NAME? | 2 | 45 | 47 | WOOD356 | 35 | 6 | 8947 | 2002821 |  | 2002821 | 2002866 | 7 | 2131610 | 9211.45
TECO | - | 50 | WOOD | N | DIST-SEC | - | #NAME? | PRIMARY | 1 |  |  | 5 | #NAME? | 1 |  | 1 | [7 empty] | 20028713794.25 | 14 | 2131712 | 9869.15
TECO | - | 55 | CONCRETE | N | DIST-SEC | - | #NAME? | PRIMARY | 1 |  |  | - | #NAME? | 78 | 514 | 592 | WOOD401 | 40 | 1 | 54 | 2002847 | 1112.98 | 20028471112.98 | 2002881 | 7 | 2002819 | 3578.4
TECO | - | 55 | CONCRETE | N | DIST-SEC | 2002855 | #NAME? | PRIMARY | 1 |  |  | H1 | #NAME? | 1 | 158 | 159 | WOOD402 | 40 | 2 | 19227 | 2002828 |  | 2002828 | 20028381062.32 | 14 | 2002820 | 4587.24
TECO | - | 55 | CONCRETE | N | DIST-SEC | 2002856 | #NAME? | PRIMARY | 2 |  |  | H4 | #NAME? |  | 3 | 3 | WOOD403 | 40 | 3 | 89 | 2002847 | 1112.98 | 20028471112.98 | 2002844 | 7 | 2112349 | 3974.89
TECO | - | 55 | CONCRETE | N | DIST-SEC | 2002872 | #NAME? | PRIMARY | 1 |  | 45 | 0 | #NAME? |  | 16 | 16 | WOOD404 | 40 | 4 | 88123 | 2002826 |  | 2002826 | 2002846 | 7 | 2132798 | 4456.61
TECO | - | 55 | CONCRETE | N | DIST-SEC | 2002874 | #NAME? | PRIMARY | 1 |  |  | 2 | #NAME? |  | 114 | 114 | WOOD405 | 40 | 5 | 476 | 2002847 | 1112.98 | 20028471112.98 | 2002839 | 7 | 2112348 | 4258.71
TECO | - | 55 | CONCRETE | N | DIST-SEC | 2002877 | #NAME? | PRIMARY | 3 |  |  | 3 | #NAME? | 8 | 1787 | 1795 | WOOD406 | 40 | 6 | 73 | 2002847 | 1112.98 | 20028471112.98 | 2002851 | 7 | 2124959 | 4317.26
TECO | - | 55- | CONCRETE | N | DIST-SEC | 2002855 | #NAME? | PRIMARY | 1 |  |  | 4 | #NAME? | 2 | 82 | 84 | WOOD40H2 | 40 | H2 | 1 | - |  | - | 20028491543.75 | 14 | 2132797 | 6012.03
TECO | - | 60 | CONCRETE | N | DIST-SEC | 2002874 | #NAME? | PRIMARY | 3 |  |  | - | #NAME? | 46 | 1962 | 2008 | [7 empty] | 21312463268.88 | 14 | 2124960 | 21548.86
TECO | - | 65 | CONCRETE | N | DIST-SEC | 2002884 | #NAME? | PRIMARY | 1 |  |  | H1 | #NAME? | 8 | 1654 | 1662 | WOOD451 | 45 | 1 | 4834 | 2002834 | 1433.09 | 20028341433.09 | 21314403242.18 | 14
TECO | - | 80 | CONCRETE | N | DIST-SEC | - | #NAME? | PRIMARY | 1 |  |  | H3 | #NAME? |  | 9 | 9 | WOOD452 | 45 | 2 | 18303 | 2002826 |  | 2002826 | 20028581344.79 | 14
TECO | - | 85 | CONCRETE | N | DIST-SEC | - | #NAME? | PRIMARY | 5 |  |  | . | #NAME? |  | 13 | 13 | WOOD453 | 45 | 3 | 7507 | 2002847 | 1112.98 | 20028471112.98 | 2002862 | 7
TECO | 0 | 35 | CONCRETE | N | DIST-SEC | - | #NAME? | PRIMARY | 5 |  | 50 | 1 | #NAME? | 2 | 19 | 21 | WOOD454 | 45 | 4 | 27165 | 2002835 | 1478.66 | 20028351478.66 | (blank) | 7
TECO | 0 | 45 | CONCRETE | N | DIST-SEC | - | #NAME? | PRIMARY | 12 |  |  | 3 | #NAME? |  | 25 | 25 | WOOD455 | 45 | 5 | 14 | 2002859 | 1478.66 | 20028591478.66 | 21328114018.36 | 14
TECO | 1 | 35 | CONCRETE | N | DIST-SEC | 2002845 | #NAME? | PRIMARY | 5 |  |  | 4 | #NAME? |  | 2 | 2 | WOOD456 | 45 | 6 | 7 | 2002859 | 1478.66 | 20028591478.66 | 20028691918.8 | 13
TECO | 1 | 35 | WOOD | N | DIST-SEC | - | #NAME? | PRIMARY | 3 |  |  | - | #NAME? |  | 67 | 67 | WOOD45H1 | 45 | H1 | 548 | 2131214 |  | 2131214 | 21316989288.26 | 14
TECO | 1 | 40 | IRON | N | DIST-SEC | 2123490 | #NAME? | PRIMARY | 20 |  |  | H1 | #NAME? |  | 134 | 134 | [7 empty] | 20031171638.74 | 14
TECO | 1 | 40 | WOOD | N | DIST-SEC | 2002847 | #NAME? | PRIMARY | 16 |  | 55 | 1 | #NAME? |  | 3 | 3 | WOOD500 | 50 | 0 | 1 | - |  | - | 21317119928.64 | 14
TECO | 1 | 40 | WOOD | N | DIST-SEC | 2002863 | #NAME? | PRIMARY | 8 |  |  | 2 | #NAME? |  | 1 | 1 | WOOD501 | 50 | 1 | 6448 | 2002834 | 1433.09 | 20028341433.09 | 21316109211.45 | 14
TECO | 1 | 45 | IRON | N | DIST-SEC | 2112349 | #NAME? | PRIMARY | 90 |  |  | 3 | #NAME? |  | 1 | 1 | WOOD502 | 50 | 2 | 417 | 2002863 |  | 2002863 | 21317129869.15 | 14
TECO | 1 | 45 | WOOD | N | DIST-SEC | - | #NAME? | PRIMARY | 13 |  |  | 4 | #NAME? |  | 1 | 1 | WOOD503 | 50 | 3 | 58 | 2002863 |  | 2002863 | 2002890 | 7
TECO | 1 | 45 | WOOD | N | DIST-SEC | 2002834 | #NAME? | PRIMARY | 1602 |  |  | - | #NAME? |  | 75 | 75 | WOOD504 | 50 | 4 | 64 | 2002863 |  | 2002863 | 2127390 | 7
TECO | 1 | 45 | WOOD | N | DIST-SEC | 2002835 | #NAME? | PRIMARY | 142 |  |  | H1 | #NAME? |  | 10 | 10 | WOOD505 | 50 | 5 | 2 | - |  | - | 2002824 | 7
TECO | 1 | 45 | WOOD | N | DIST-SEC | 2002860 | #NAME? | PRIMARY | 1 |  |  | H4 | #NAME? |  | 2 | 2 | WOOD50H1 | 50 | H1 | 153 | 2131275 | 1665.53 | 21312751665.53 | 2002829 | 7
TECO | 1 | 45 | WOOD | N | DIST-SEC | 2002866 | #NAME? | PRIMARY | 4 |  | 60 | - | #NAME? |  | 12 | 12 | [7 empty] | 20028193578.4 | 13
TECO | 1 | 45 | WOOD |  | DIST-SEC | 2002834 | #NAME? | PRIMARY | 2 |  |  | H1 | #NAME? |  | 5 | 5 | WOOD551 | 55 | 1 | 1135 | 2002866 |  | 2002866 | 20028204587.24 | 14
TECO | 1 | 45 |  | N | DIST-SEC | - | #NAME? | PRIMARY | 1 |  | 65 | 1 | #NAME? |  | 1 | 1 | WOOD552 | 55 | 2 | 60 | 2002866 |  | 2002866 | 21123493974.89 | 14
TECO | 1 | 45 |  | N | DIST-SEC | 2002834 | #NAME? | PRIMARY | 8 |  |  | - | #NAME? | 1 | 6 | 7 | WOOD553 | 55 | 3 | 11 | 2002866 |  | 2002866 | 21327984456.61 | 14
TECO | 1 | 45 |  | N | DIST-SEC | 2002835 | #NAME? | PRIMARY | 1 |  | 70 | 1 | #NAME? |  | 3 | 3 | WOOD554 | 55 | 4 | 13 | 2002866 |  | 2002866 | 21123484258.71 | 14
TECO | 1 | 50 | - | N | DIST-SEC | 2002863 | #NAME? | PRIMARY | 3 |  |  | 2 | #NAME? |  | 1 | 1 | [7 empty] | 21249594317.26 | 14
TECO | 1 | 50 | ALUMINIUM | N | DIST-SEC | - | #NAME? | PRIMARY | 1 |  |  | - | #NAME? |  | 4 | 4 | WOOD601 | 60 | 1 | 160 | 2002871 | 3794.25 | 20028713794.25 | 21327976012.03 | 14
TECO | 1 | 50 | CONCRETE | N | DIST-SEC | 2002869 | #NAME? | PRIMARY | 4 |  |  | H1 | #NAME? | 1 | 4 | 5 | WOOD602 | 60 | 2 | 43 | - |  | - | 212496021548.86 | 15
TECO | 1 | 50 | IRON | N | DIST-SEC | 2112348 | #NAME? | PRIMARY | 24 |  | 75 | 1 | #NAME? | 1 | 1 | 2 | WOOD603 | 60 | 3 | 1 | - |  | - | 2132810 | 7
TECO | 1 | 50 | WOOD | N | DIST-SEC | 2002835 | #NAME? | PRIMARY | 302 |  |  | - | #NAME? | 1 | 2 | 3 | WOOD604 | 60 | 4 | 1 | - |  | -
TECO | 1 | 50 | WOOD | N | DIST-SEC | 2002859 | #NAME? | PRIMARY | 1 |  | 80 | 1 | #NAME? |  | 1 | 1 | WOOD606 | 60 | 6 | 1 | - |  | -
TECO | 1 | 50 | WOOD | N | DIST-SEC | 2002863 | #NAME? | PRIMARY | 1656 |  |  | - | #NAME? |  | 6 | 6
TECO | 1 | 50 | WOOD | N | DIST-SEC | 2002866 | #NAME? | PRIMARY | 1 |  | 85 | 1 | #NAME? |  | 6 | 6 | WOOD651 | 65 | 1 | 50 | 2002881 |  | 2002881
TECO | 1 | 50 | WOOD | N | DIST-SEC | 2002871 | #NAME? | PRIMARY | 4 |  |  | 3 | #NAME? |  | 3 | 3 | WOOD652 | 65 | 2 | 32 | - |  | -
TECO | 1 | 50 | WOOD | N | DIST-SEC | 2003117 | #NAME? | PRIMARY | 17 |  |  | - | #NAME? |  | 26 | 26 | WOOD653 | 65 | 3 | 2 | - |  | -
TECO | 1 | 50 | WOOD | Y | DIST-SEC | 2002863 | #NAME? | PRIMARY | 3 |  | - | - | #NAME? | 1 | 1 | 2 | WOOD654 | 65 | 4 | 1 | - |  | -
TECO | 1 | 50 |  | N | DIST-SEC | 2002835 | #NAME? | PRIMARY | 5 |  | 55- | - | #NAME? |  | 4 | 4
TECO | 1 | 50 |  | N | DIST-SEC | 2002863 | #NAME? | PRIMARY | 54 |  | 120 | - | #NAME? |  | 1 | 1 | WOOD701 | 70 | 1 | 27 | - |  | -
TECO | 1 | 50 |  | N | DIST-SEC | 2112348 | #NAME? | PRIMARY | 1 | FIBERGLASS | 30 | 1 | #NAME? | 2 | 1 | 3 | WOOD702 | 70 | 2 | 7 | - |  | -
TECO | 1 | 53 | IRON | N | DIST-SEC | 2124960 | #NAME? | PRIMARY | 2 |  | 35 | 4 | #NAME? | 3 |  | 3
TECO | 1 | 55 | CONCRETE | N | DIST-SEC | 2003117 | #NAME? | PRIMARY | 1 |  | 45 | H2 | #NAME? |  | 3 | 3 | WOOD751 | 75 | 1 | 17 | - |  | -
TECO | 1 | 55 | WOOD | N | DIST-SEC | 2002866 | #NAME? | PRIMARY | 263 |  | 50 | H6 | #NAME? |  | 11 | 11 | WOOD752 | 75 | 2 | 5 | - |  | -
TECO | 1 | 55 | WOOD | N | DIST-SEC | 2003117 | #NAME? | PRIMARY | 48 | IRON | 40 | 1 | #NAME? | 8 | 332 | 340 | WOOD754 | 75 | 4 | 1 | - |  | -
TECO | 1 | 55 |  | N | DIST-SEC | 2002866 | #NAME? | PRIMARY | 6 |  | 45 | 1 | #NAME? | 1 | 910 | 911
TECO | 1 | 55 |  | N | DIST-SEC | 2003117 | #NAME? | PRIMARY | 1 |  |  | H1 | #NAME? | 5 | 115 | 120 | WOOD852 | 85 | 2 | 1 | - |  | -
TECO | 1 | 55 |  |  | DIST-SEC | 2002866 | #NAME? | PRIMARY | 1 |  | 50 | 1 | #NAME? |  | 321 | 321 | WOOD854 | 85 | 4 | 2 | - |  | -
TECO | 1 | 60 | WOOD | N | DIST-SEC | - | #NAME? | PRIMARY | 11 |  |  | H1 | #NAME? | 1 | 59 | 60
TECO | 1 | 60 | WOOD | N | DIST-SEC | 2002871 | #NAME? | PRIMARY | 33 |  |  | H3 | #NAME? |  | 48 | 48 | WOOD904 | 90 | 4 | 1 | - |  | -
TECO | 1 | 60 |  | N | DIST-SEC | 2002871 | #NAME? | PRIMARY | 1 |  |  | H6 | #NAME? |  | 2 | 2 | CONCRETE301 | 30 | 1 | 7 | 2002838 | 1062.32 | 20028381062.32
TECO | 1 | 65 | WOOD | N | DIST-SEC | - | #NAME? | PRIMARY | 13 |  | 53 | 1 | #NAME? |  | 28 | 28 | CONCRETE304 | 30 | 4 | 1 | - |  | -
TECO | 1 | 70 | WOOD | N | DIST-SEC | - | #NAME? | PRIMARY | 8 |  | 55 | H6 | #NAME? |  | 13 | 13
TECO | 1 | 75 | WOOD | N | DIST-SEC | - | #NAME? | PRIMARY | 7 | OTHER | 30 | 4 | #NAME? | 1 |  | 1 | CONCRETE350 | 35 | 0 | 6 | - |  | -
TECO | 1 | 85 | CONCRETE | N | DIST-SEC | - | #NAME? | PRIMARY | 1 |  |  | 6 | #NAME? | 17 |  | 17 | CONCRETE351 | 35 | 1 | 90 | 2002844 |  | 2002844
TECO | 2 | 35 | CONCRETE | N | DIST-SEC | - | #NAME? | PRIMARY | 1 |  |  | - | #NAME? | 8 | 2 | 10 | CONCRETE352 | 35 | 2 | 24 | 2002846 |  | 2002846
TECO | 2 | 35 | CONCRETE | N | DIST-SEC | 2002846 | #NAME? | PRIMARY | 6 |  | 35 | 4 | #NAME? | 20 | 1 | 21 | CONCRETE354 | 35 | 4 | 33 | 2002839 |  | 2002839
TECO | 2 | 35 | WOOD | N | DIST-SEC | - | #NAME? | PRIMARY | 7 |  |  | 6 | #NAME? | 1 |  | 1 | CONCRETE356 | 35 | 6 | 3 | - |  | -
TECO | 2 | 35 | WOOD | N | DIST-SEC | 2002857 | #NAME? | PRIMARY | 4 |  |  | - | #NAME? | 7 |  | 7
TECO | 2 | 40 | WOOD | N | DIST-SEC | 2002828 | #NAME? | PRIMARY | 152 |  | 40 | 4 | #NAME? | 5 | 25 | 30 | CONCRETE401 | 40 | 1 | 1 | 2002851 |  | 2002851
TECO | 2 | 40 | WOOD | N | DIST-SEC | 2002847 | #NAME? | PRIMARY | 48 |  | 45 | 4 | #NAME? |  | 14 | 14 | CONCRETE403 | 40 | 3 | 414 | 2002849 | 1543.75 | 20028491543.75
TECO | 2 | 40 | WOOD | N | DIST-SEC | 2002857 | #NAME? | PRIMARY | 7331 |  | 70 | 1 | #NAME? |  | 1 | 1 | CONCRETE404 | 40 | 4 | 48 | 2002849 | 1543.75 | 20028491543.75
TECO | 2 | 40 | WOOD | N | DIST-SEC | 2002858 | #NAME? | PRIMARY | 8 |  | 75 | 1 | #NAME? | 1 |  | 1 | CONCRETE405 | 40 | 5 | 1 | - |  | -
TECO | 2 | 40 | WOOD | Y | DIST-SEC | 2002857 | #NAME? | PRIMARY | 5 |  | - | - | #NAME? | 1 |  | 1 | CONCRETE40H1 | 40 | H1 | 154 | 2131246 | 3268.88 | 21312463268.88
TECO | 2 | 40 | WOOD |  | DIST-SEC | 2002857 | #NAME? | PRIMARY | 3 | STEEL | 30 | 4 | #NAME? | 1 |  | 1 | CONCRETE40H4 | 40 | H4 | 3 | 2131440 | 3242.18 | 21314403242.18
TECO | 2 | 40 |  | N | DIST-SEC | 2002828 | #NAME? | PRIMARY | 1 |  |  | 6 | #NAME? | 3 |  | 3
TECO | 2 | 40 |  | N | DIST-SEC | 2002857 | #NAME? | PRIMARY | 40 |  |  | - | #NAME? | 15 | 1 | 16 | CONCRETE450 | 45 | 0 | 16 | - |  | -
TECO | 2 | 45 | - | N | DIST-SEC | 2002858 | #NAME? | PRIMARY | 1 |  | 35 | 6 | #NAME? | 3 |  | 3 | CONCRETE452 | 45 | 2 | 112 | 2002858 | 1344.79 | 20028581344.79
TECO | 2 | 45 | CONCRETE | N | DIST-SEC | 2002858 | #NAME? | PRIMARY | 1 |  |  | - | #NAME? | 44 | 3 | 47 | CONCRETE453 | 45 | 3 | 1795 | 2002862 |  | 2002862
TECO | 2 | 45 | CONCRETE | N | DIST-SEC | 2002895 | #NAME? | PRIMARY | 42 |  | 40 | 4 | #NAME? | 6 | 5 | 11 | CONCRETE454 | 45 | 4 | 84 | (blank) |  | (blank)
TECO | 2 | 45 | WOOD | N | DIST-SEC | 2002826 | #NAME? | PRIMARY | 49 |  |  | - | #NAME? | 3 | 2 | 5 | CONCRETE45H1 | 45 | H1 | 1608 | 2002858 | 1344.79 | 20028581344.79
TECO | 2 | 45 | WOOD | N | DIST-SEC | 2002827 | #NAME? | PRIMARY | 1 |  | 55 | 1 | #NAME? |  | 1 | 1 | CONCRETE45H3 | 45 | H3 | 8 | 2132811 | 4018.36 | 21328114018.36
TECO | 2 | 45 | WOOD | N | DIST-SEC | 2002857 | #NAME? | PRIMARY | 1 |  |  | - | #NAME? | 2 |  | 2
TECO | 2 | 45 | WOOD | N | DIST-SEC | 2002858 | #NAME? | PRIMARY | 5597 |  |  | H1 | #NAME? |  | 2 | 2 | CONCRETE501 | 50 | 1 | 21 | 2002869 | 1918.8 | 20028691918.8
TECO | 2 | 45 | WOOD | N | DIST-SEC | 2002859 | #NAME? | PRIMARY | 1 |  | 70 | 1 | #NAME? |  | 2 | 2 | CONCRETE503 | 50 | 3 | 25 | 2002869 | 1918.8 | 20028691918.8
TECO | 2 | 45 | WOOD |  | DIST-SEC | 2002858 | #NAME? | PRIMARY | 5 |  |  | - | #NAME? |  | 7 | 7 | CONCRETE504 | 50 | 4 | 2 | 2002869 | 1918.8 | 20028691918.8
TECO | 2 | 45 |  | N | DIST-SEC | - | #NAME? | PRIMARY | 1 |  | 80 | - | #NAME? |  | 1 | 1 | CONCRETE50H1 | 50 | H1 | 127 | 2131698 | 9288.26 | 21316989288.26
TECO | 2 | 45 |  | N | DIST-SEC | 2002858 | #NAME? | PRIMARY | 100 |  | 85 | - | #NAME? | 1 | 4 | 5
TECO | 2 | 50 | - | N | DIST-SEC | 2002863 | #NAME? | PRIMARY | 1 |  | 120 | - | #NAME? |  | 2 | 2 | CONCRETE551 | 55 | 1 | 3 | 2003117 | 1638.74 | 20031171638.74
TECO | 2 | 50 | WOOD | N | DIST-SEC | 2002863 | #NAME? | PRIMARY | 213 |  | 95 | - | #NAME? |  | 1 | 1 | CONCRETE552 | 55 | 2 | 1 | - |  | -
TECO | 2 | 50 |  | N | DIST-SEC | 2002863 | #NAME? | PRIMARY | 5 | WOOD | 10 | 4 | #NAME? |  | 1 | 1 | CONCRETE553 | 55 | 3 | 1 | - |  | -
TECO | 2 | 55 | WOOD | N | DIST-SEC | 2002866 | #NAME? | PRIMARY | 27 |  |  | 6 | #NAME? |  | 1 | 1 | CONCRETE554 | 55 | 4 | 1 | - |  | -
TECO | 2 | 60 | WOOD | N | DIST-SEC | - | #NAME? | PRIMARY | 26 |  | 20 | 1 | #NAME? |  | 1 | 1 | CONCRETE55H1 | 55 | H1 | 10 | 2131711 | 9928.64 | 21317119928.64
TECO | 2 | 65 | WOOD | N | DIST-SEC | - | #NAME? | PRIMARY | 14 |  |  | 4 | #NAME? | 2 |  | 2 | CONCRETE55H4 | 55 | H4 | 2 | 2131610 | 9211.45 | 21316109211.45
TECO | 2 | 70 | WOOD | N | DIST-SEC | - | #NAME? | PRIMARY | 5 |  |  | 5 | #NAME? | 1 |  | 1
TECO | 3 | 30 | WOOD | N | DIST-SEC | 2002836 | #NAME? | PRIMARY | 2 |  |  | 6 | #NAME? | 10 | 1 | 11 | CONCRETE60H1 | 60 | H1 | 5 | 2131712 | 9869.15 | 21317129869.15
TECO | 3 | 35 | WOOD | N | DIST-SEC | - | #NAME? | PRIMARY | 12 |  | 25 | 2 | #NAME? | 1 |  | 1
TECO | 3 | 40 | CONCRETE | N | DIST-SEC | - | #NAME? | PRIMARY | 4 |  |  | 4 | #NAME? | 4 | 2 | 6 | CONCRETE651 | 65 | 1 | 1 | - |  | -
TECO | 3 | 40 | CONCRETE | N | DIST-SEC | 2002849 | #NAME? | PRIMARY | 126 |  |  | 5 | #NAME? | 5 | 1 | 6
TECO | 3 | 40 | WOOD | N | DIST-SEC | 2002847 | #NAME? | PRIMARY | 37 |  |  | 6 | #NAME? | 99 | 5 | 104 | CONCRETE701 | 70 | 1 | 3 | - |  | -
TECO | 3 | 40 | WOOD | N | DIST-SEC | 2002860 | #NAME? | PRIMARY | 3 |  |  | - | #NAME? | 1 |  | 1 | CONCRETE702 | 70 | 2 | 1 | - |  | -
TECO | 3 | 40 |  | N | DIST-SEC | 2002847 | #NAME? | PRIMARY | 1 |  | 30 | 1 | #NAME? | 3 | 1 | 4 | CONCRETE70H1 | 70 | H1 | 5 | 2002890 |  | 2002890
TECO | 3 | 40 |  | N | DIST-SEC | 2002849 | #NAME? | PRIMARY | 4 |  |  | 2 | #NAME? | 10 | 1 | 11
TECO | 3 | 45 | - | N | DIST-SEC | 2002860 | #NAME? | PRIMARY | 1 |  |  | 3 | #NAME? | 12 | 3 | 15 | CONCRETE751 | 75 | 1 | 2 | - |  | -
TECO | 3 | 45 | CONCRETE | N | DIST-SEC | - | #NAME? | PRIMARY | 1 |  |  | 4 | #NAME? | 600 | 121 | 721
TECO | 3 | 45 | CONCRETE | N | DIST-SEC | 2002862 | #NAME? | PRIMARY | 291 |  |  | 5 | #NAME? | 427 | 25 | 452 | CONCRETE801 | 80 | 1 | 1 | - |  | -
TECO | 3 | 45 | CONCRETE | N | DIST-SEC | 2113986 | #NAME? | PRIMARY | 200 |  |  | 6 | #NAME? | 30509 | 2280 | 32789
TECO | 3 | 45 | CONCRETE | N | DIST-SEC |  | #NAME? | PRIMARY | 29 |  |  | - | #NAME? | 5 | 1 | 6 | CONCRETE851 | 85 | 1 | 6 | - |  | -
TECO | 3 | 45 | CONCRETE | Y | DIST-SEC | 2002862 | #NAME? | PRIMARY | 3 |  | 35 | 1 | #NAME? | 4 | 4 | 8 | CONCRETE853 | 85 | 3 | 3 | - |  | -
TECO | 3 | 45 | WOOD | N | DIST-SEC | 2002847 | #NAME? | PRIMARY | 1 |  |  | 2 | #NAME? | 35 | 14 | 49 | STEEL304 | 30 | 4 | 1 | - |  | -
TECO | 3 | 45 | WOOD | N | DIST-SEC | 2002860 | #NAME? | PRIMARY | 2568 |  |  | 3 | #NAME? | 35 | 12 | 47 | STEEL306 | 30 | 6 | 3 | - |  | -
TECO | 3 | 45 | WOOD | N | DIST-SEC | 2002863 | #NAME? | PRIMARY | 1 |  |  | 4 | #NAME? | 18801 | 6632 | 25433 | STEEL356 | 35 | 6 | 3 | - |  | -
TECO | 3 | 45 | WOOD | Y | DIST-SEC | 2002860 | #NAME? | PRIMARY | 5 |  |  | 5 | #NAME? | 217 | 115 | 332 | STEEL404 | 40 | 4 | 11 | - |  | -
TECO | 3 | 45 | WOOD |  | DIST-SEC | 2002860 | #NAME? | PRIMARY | 1 |  |  | 6 | #NAME? | 7162 | 1769 | 8931 | STEEL551 | 55 | 1 | 1 | 2127390 |  | 2127390
TECO | 3 | 45 |  | N | DIST-SEC | 2002860 | #NAME? | PRIMARY | 18 |  |  | - | #NAME? | 2 | 4 | 6 | STEEL55H1 | 55 | H1 | 2 | - |  | -
TECO | 3 | 45 |  | N | DIST-SEC | 2002862 | #NAME? | PRIMARY | 19 |  | 40 | 1 | #NAME? |  | 54 | 54 | STEEL701 | 70 | 1 | 2 | - |  | -
TECO | 3 | 45 |  | N | DIST-SEC | 2113986 | #NAME? | PRIMARY | 4 |  |  | 2 | #NAME? | 881 | 18363 | 19244 | ALUMINIUM501 | 50 | 1 | 1 | - |  | -
TECO | 3 | 50 | CONCRETE | N | DIST-SEC | 2002869 | #NAME? | PRIMARY | 4 |  |  | 3 | #NAME? | 12 | 77 | 89 | FIBERGLASS301 | 30 | 1 | 3 | 2002824 |  | 2002824
TECO | 3 | 50 | WOOD | N | DIST-SEC | 2002863 | #NAME? | PRIMARY | 40 |  |  | 4 | #NAME? | 2349 | 85692 | 88041 | FIBERGLASS354 | 35 | 4 | 2 | 2002829 |  | 2002829
TECO | 3 | 50 |  | N | DIST-SEC | 2002863 | #NAME? | PRIMARY | 3 |  |  | 5 | #NAME? | 30 | 445 | 475 | FIBERGLASS45H2 | 45 | H2 | 3 | 2002819 | 3578.4 | 20028193578.4
TECO | 3 | 55 | WOOD | N | DIST-SEC | 2002866 | #NAME? | PRIMARY | 5 |  |  | 6 | #NAME? | 25 | 48 | 73 | FIBERGLASS50H6 | 50 | H6 | 11 | 2002820 | 4587.24 | 20028204587.24
TECO | 3 | 65 | WOOD | N | DIST-SEC | - | #NAME? | PRIMARY | 1 |  |  | - | #NAME? | 1 | 9 | 10 | IRON451 | 45 | 1 | 907 | 2112349 | 3974.89 | 21123493974.89
TECO | 4 | 25 | WOOD | N | DIST-SEC | - | #NAME? | PRIMARY | 1 |  |  | H2 | #NAME? |  | 1 | 1 | IRON45H1 | 45 | H1 | 116 | 2132798 | 4456.61 | 21327984456.61
TECO | 4 | 30 | WOOD | N | DIST-SEC | 2002836 | #NAME? | PRIMARY | 52 |  | 45 | 1 | #NAME? | 46 | 4836 | 4882 | IRON501 | 50 | 1 | 321 | 2112348 | 4258.71 | 21123484258.71
TECO | 4 | 30 | WOOD | N | DIST-SEC | 2002837 | #NAME? | PRIMARY | 12 |  |  | 2 | #NAME? | 218 | 18121 | 18339 | IRON50H1 | 50 | H1 | 60 | 2124959 | 4317.26 | 21249594317.26
TECO | 4 | 30 | WOOD | N | DIST-SEC | 2002842 | #NAME? | PRIMARY | 2 |  |  | 3 | #NAME? | 133 | 7369 | 7502 | IRON50H3 | 50 | H3 | 48 | 2132797 | 6012.03 | 21327976012.03
TECO | 4 | 30 | WOOD | N | DIST-SEC | 2002847 | #NAME? | PRIMARY | 1 |  |  | 4 | #NAME? | 247 | 26875 | 27122 | IRON531 | 53 | 1 | 28 | 2124960 | 21548.86 | 212496021548.86
TECO | 4 | 30 |  | N | DIST-SEC | 2002836 | #NAME? | PRIMARY | 1 |  |  | 5 | #NAME? |  | 14 | 14 | IRON55H6 | 55 | H6 | 10 | 2132810 |  | 2132810
TECO | 4 | 35 | - | N | DIST-SEC | 2002842 | #NAME? | PRIMARY | 7 |  |  | 6 | #NAME? | 3 | 4 | 7
TECO | 4 | 35 | CONCRETE | N | DIST-SEC | 2002839 | #NAME? | PRIMARY | 1 |  |  | - | #NAME? |  | 6 | 6
TECO | 4 | 35 | WOOD | N | DIST-SEC | 2002823 | #NAME? | PRIMARY | 29 |  |  | H1 | #NAME? |  | 557 | 557
TECO | 4 | 35 | WOOD | N | DIST-SEC | 2002842 | #NAME? | PRIMARY | 4552 |  | 50 | 0 | #NAME? |  | 1 | 1
TECO | 4 | 35 | WOOD | N | DIST-SEC | 2002847 | #NAME? | PRIMARY | 2 |  |  | 1 | #NAME? | 52 | 6409 | 6461
TECO | 4 | 35 | WOOD |  | DIST-SEC | 2002842 | #NAME? | PRIMARY | 3 |  |  | 2 | #NAME? | 5 | 412 | 417
TECO | 4 | 35 |  | N | DIST-SEC | 2002842 | #NAME? | PRIMARY | 201 |  |  | 3 | #NAME? |  | 58 | 58
TECO | 4 | 40 | - | N | DIST-SEC | 2002847 | #NAME? | PRIMARY | 90 |  |  | 4 | #NAME? | 1 | 63 | 64
TECO | 4 | 40 | - | Y | DIST-SEC | 2002847 | #NAME? | PRIMARY | 4 |  |  | 5 | #NAME? | 1 | 1 | 2
TECO | 4 | 40 | CONCRETE | N | DIST-SEC | 2002849 | #NAME? | PRIMARY | 35 |  |  | - | #NAME? |  | 2 | 2
TECO | 4 | 40 | OTHER | N | DIST-SEC | - | #NAME? | PRIMARY | 17 |  |  | H1 | #NAME? | 1 | 154 | 155
TECO | 4 | 40 | STEEL | N | DIST-SEC | - | #NAME? | PRIMARY | 5 |  | 55 | 1 | #NAME? | 6 | 1128 | 1134
TECO | 4 | 40 | WOOD | N | DIST-SEC | 2002826 | #NAME? | PRIMARY | 186 |  |  | 2 | #NAME? | 1 | 59 | 60
TECO | 4 | 40 | WOOD | N | DIST-SEC | 2002842 | #NAME? | PRIMARY | 2 |  |  | 3 | #NAME? | 1 | 10 | 11
TECO | 4 | 40 | WOOD | N | DIST-SEC | 2002847 | #NAME? | PRIMARY | 42007 |  |  | 4 | #NAME? | 1 | 12 | 13
TECO | 4 | 40 | WOOD | N | DIST-SEC | 2002857 | #NAME? | PRIMARY | 1 |  |  | - | #NAME? |  | 1 | 1
TECO | 4 | 40 | WOOD | N | DIST-SEC | 2002863 | #NAME? | PRIMARY | 1 |  | 60 | 1 | #NAME? | 4 | 156 | 160
TECO | 4 | 40 | WOOD | Y | DIST-SEC | 2002847 | #NAME? | PRIMARY | 21 |  |  | 2 | #NAME? | 4 | 39 | 43
TECO | 4 | 40 | WOOD |  | DIST-SEC | 2002847 | #NAME? | PRIMARY | 20 |  |  | 3 | #NAME? | 1 |  | 1
TECO | 4 | 40 |  | N | DIST-SEC | - | #NAME? | PRIMARY | 1 |  |  | 4 | #NAME? |  | 1 | 1
TECO | 4 | 40 |  | N | DIST-SEC | 2002826 | #NAME? | PRIMARY | 2 |  |  | 6 | #NAME? | 1 |  | 1
TECO | 4 | 40 |  | N | DIST-SEC | 2002847 | #NAME? | PRIMARY | 1859 |  | 65 | 1 | #NAME? | 3 | 47 | 50
TECO | 4 | 40 |  |  | DIST-SEC | 2002847 | #NAME? | PRIMARY | 4 |  |  | 2 | #NAME? | 3 | 29 | 32
TECO | 4 | 45 | CONCRETE | N | DIST-SEC |  | #NAME? | PRIMARY | 34 |  |  | 3 | #NAME? | 1 | 1 | 2
TECO | 4 | 45 | OTHER | N | DIST-SEC | - | #NAME? | PRIMARY | 10 |  |  | 4 | #NAME? |  | 1 | 1
TECO | 4 | 45 | WOOD | N | DIST-SEC | 2002835 | #NAME? | PRIMARY | 1 |  | 70 | 1 | #NAME? | 5 | 22 | 27
TECO | 4 | 45 | WOOD | N | DIST-SEC | 2002847 | #NAME? | PRIMARY | 3 |  |  | 2 | #NAME? |  | 7 | 7
TECO | 4 | 45 | WOOD | N | DIST-SEC | 2002859 | #NAME? | PRIMARY | 11422 |  | 75 | 1 | #NAME? | 1 | 16 | 17
TECO | 4 | 45 | WOOD | Y | DIST-SEC | 2002859 | #NAME? | PRIMARY | 11 |  |  | 2 | #NAME? | 1 | 4 | 5
TECO | 4 | 45 | WOOD |  | DIST-SEC | 2002859 | #NAME? | PRIMARY | 9 |  |  | 4 | #NAME? |  | 1 | 1
TECO | 4 | 45 |  | N | DIST-SEC | 2002859 | #NAME? | PRIMARY | 58 |  | 85 | 2 | #NAME? |  | 1 | 1
TECO | 4 | 470 | WOOD | N | DIST-SEC | - | #NAME? | PRIMARY | 1 |  |  | 4 | #NAME? |  | 2 | 2
TECO | 4 | 50 | WOOD | N | DIST-SEC | 2002863 | #NAME? | PRIMARY | 37 |  |  | - | #NAME? |  | 1 | 1
TECO | 4 | 50 |  | N | DIST-SEC | 2002863 | #NAME? | PRIMARY | 1 |  | 90 | 4 | #NAME? |  | 1 | 1
TECO | 4 | 55 | WOOD | N | DIST-SEC | 2002866 | #NAME? | PRIMARY | 4 |  |  | - | #NAME? |  | 1 | 1
TECO | 4 | 60 | WOOD | N | DIST-SEC | - | #NAME? | PRIMARY | 1 |  | 470 | 4 | #NAME? |  | 1 | 1
TECO | 4 | 85 | WOOD | N | DIST-SEC | - | #NAME? | PRIMARY | 2 |  | - | 4 | #NAME? |  | 2 | 2
TECO | 5 | 25 | WOOD | N | DIST-SEC | - | #NAME? | PRIMARY | 1 |  |  | 6 | #NAME? |  | 1 | 1
TECO | 5 | 30 | WOOD | N | DIST-SEC | 2002836 | #NAME? | PRIMARY | 13 |  |  | - | #NAME? | 7 | 20 | 27
TECO | 5 | 35 | WOOD | N | DIST-SEC | - | #NAME? | PRIMARY | 88 |  | 400 | 4 | #NAME? |  | 2 | 2
TECO | 5 | 40 | WOOD | N | DIST-SEC | 2002847 | #NAME? | PRIMARY | 313 | Total Result |  |  |  | 63229 | 191457 | 254686
TECO | 5 | 40 |  | N | DIST-SEC | 2002847 | #NAME? | PRIMARY | 9
TECO | 5 | 45 | WOOD | N | DIST-SEC | 2002859 | #NAME? | PRIMARY | 4
TECO | 5 | 50 | WOOD | N | DIST-SEC | - | #NAME? | PRIMARY | 1
TECO | 6 | 25 | WOOD | N | DIST-SEC | - | #NAME? | PRIMARY | 2
TECO | 6 | 30 | WOOD | N | DIST-SEC | 2002830 | #NAME? | PRIMARY | 1
TECO | 6 | 30 | WOOD | N | DIST-SEC | 2002836 | #NAME? | PRIMARY | 1184
TECO | 6 | 30 | WOOD | Y | DIST-SEC | 2002836 | #NAME? | PRIMARY | 1
TECO | 6 | 30 | WOOD |  | DIST-SEC | 2002836 | #NAME? | PRIMARY | 1
TECO | 6 | 30 |  | N | DIST-SEC | 2002836 | #NAME? | PRIMARY | 3
TECO | 6 | 35 | WOOD | N | DIST-SEC | 2002821 | #NAME? | PRIMARY | 2
TECO | 6 | 35 | WOOD | N | DIST-SEC | 2002843 | #NAME? | PRIMARY | 1303
TECO | 6 | 35 | WOOD | N | DIST-SEC | 2002847 | #NAME? | PRIMARY | 1
TECO | 6 | 35 | WOOD | Y | DIST-SEC | 2002843 | #NAME? | PRIMARY | 10
TECO | 6 | 35 |  | N | DIST-SEC | 2002843 | #NAME? | PRIMARY | 2
TECO | 6 | 40 | WOOD | N | DIST-SEC | 2002847 | #NAME? | PRIMARY | 40
TECO | 6 | 40 |  | N | DIST-SEC | 2002847 | #NAME? | PRIMARY | 2
TECO | 6 | 45 | WOOD | N | DIST-SEC | 2002859 | #NAME? | PRIMARY | 2
TECO | H1 | 40 | CONCRETE | N | DIST-SEC | 2131246 | #NAME? | PRIMARY | 26
TECO | H1 | 45 | CONCRETE | N | DIST-SEC | 2131245 | #NAME? | PRIMARY | 475
TECO | H1 | 45 | IRON | N | DIST-SEC | 2132798 | #NAME? | PRIMARY | 52
TECO | H1 | 45 | WOOD | N | DIST-SEC | 2131214 | #NAME? | PRIMARY | 247
TECO | H1 | 50 | CONCRETE | N | DIST-SEC | 2131698 | #NAME? | PRIMARY | 21
TECO | H1 | 50 | IRON | N | DIST-SEC | 2124959 | #NAME? | PRIMARY | 4
TECO | H1 | 50 | WOOD | N | DIST-SEC | 2131275 | #NAME? | PRIMARY | 58
TECO | H1 | 55 | CONCRETE | N | DIST-SEC | 2131711 | #NAME? | PRIMARY | 1
TECO | H1 | 55 | STEEL | N | DIST-SEC | - | #NAME? | PRIMARY | 1
TECO | H2 | 40 | WOOD | N | DIST-SEC | - | #NAME? | PRIMARY | 1
TECO | H2 | 45 | FIBERGLASS | N | DIST-SEC | 2002819 | #NAME? | PRIMARY | 1
TECO | H3 | 45 | CONCRETE | N | DIST-SEC | 2132811 | #NAME? | PRIMARY | 1
TECO | H3 | 50 | IRON | N | DIST-SEC | 2132797 | #NAME? | PRIMARY | 3
TECO | H4 | 40 | CONCRETE | N | DIST-SEC | 2131440 | #NAME? | PRIMARY | 2
TECO | H6 | 50 | FIBERGLASS | N | DIST-SEC | 2002820 | #NAME? | PRIMARY | 6
TECO | H6 | 50 | IRON | N | DIST-SEC | 2134323 | #NAME? | PRIMARY | 2
TECO | H6 | 55 | IRON | N | DIST-SEC | 2132810 | #NAME? | PRIMARY | 3
TECO | - | - | - | N | DISTRIBUTION ONLY | - | #NAME? | PRIMARY | 2
TECO | - | - | CONCRETE | N | DISTRIBUTION ONLY | - | #NAME? | PRIMARY | 1
TECO | - | - | WOOD | N | DISTRIBUTION ONLY | - | #NAME? | PRIMARY | 6
TECO | - | 16 | ALUMINUM | N | DISTRIBUTION ONLY | 2005687 | #NAME? | PRIMARY | 1
TECO | - | 30 | CONCRETE | N | DISTRIBUTION ONLY | - | #NAME? | PRIMARY | 2
TECO | - | 30 | OTHER | N | DISTRIBUTION ONLY | - | #NAME? | PRIMARY | 1
TECO | - | 30 | WOOD | N | DISTRIBUTION ONLY | - | #NAME? | PRIMARY | 1
TECO | - | 35 | CONCRETE | N | DISTRIBUTION ONLY | - | #NAME? | PRIMARY | 49
TECO | - | 35 | WOOD | N | DISTRIBUTION ONLY | - | #NAME? | PRIMARY | 3
TECO | - | 40 | CONCRETE | N | DISTRIBUTION ONLY | - | #NAME? | PRIMARY | 224
TECO | - | 40 | STEEL | N | DISTRIBUTION ONLY | - | #NAME? | PRIMARY | 1
TECO | - | 40 | WOOD | N | DISTRIBUTION ONLY | - | #NAME? | PRIMARY | 5
TECO | - | 45 | CONCRETE | N | DISTRIBUTION ONLY | - | #NAME? | PRIMARY | 600
TECO | - | 45 | CONCRETE | N | DISTRIBUTION ONLY | 2002855 | #NAME? | PRIMARY | 2
TECO | - | 45 | WOOD | N | DISTRIBUTION ONLY | - | #NAME? | PRIMARY | 4
TECO | - | 45 |  | N | DISTRIBUTION ONLY | - | #NAME? | PRIMARY | 2
TECO | - | 50 | CONCRETE | N | DISTRIBUTION ONLY | - | #NAME? | PRIMARY | 3
TECO | - | 50 | CONCRETE | N | DISTRIBUTION ONLY | 2002869 | #NAME? | PRIMARY | 2
TECO | - | 50 | CONCRETE | N | DISTRIBUTION ONLY | 2002877 | #NAME? | PRIMARY | 3
TECO | - | 50 | CONCRETE | N | DISTRIBUTION ONLY |  | #NAME? | PRIMARY | 1
TECO | - | 55 | CONCRETE | N | DISTRIBUTION ONLY | - | #NAME? | PRIMARY | 5
TECO | - | 55 | CONCRETE | N | DISTRIBUTION ONLY | 2002855 | #NAME? | PRIMARY | 1
TECO | - | 55 | CONCRETE | N | DISTRIBUTION ONLY | 2002877 | #NAME? | PRIMARY | 1
TECO | - | 55 | WOOD | N | DISTRIBUTION ONLY | - | #NAME? | PRIMARY | 1
TECO | - | 55- | CONCRETE | N | DISTRIBUTION ONLY | 2002855 | #NAME? | PRIMARY | 2
TECO | - | 60 | CONCRETE | N | DISTRIBUTION ONLY | - | #NAME? | PRIMARY | 1
TECO | - | 65 | CONCRETE | N | DISTRIBUTION ONLY | - | #NAME? | PRIMARY | 2
TECO | - | 65 | CONCRETE | N | DISTRIBUTION ONLY | 2002884 | #NAME? | PRIMARY | 1
TECO | - | 80 | STEEL | N | DISTRIBUTION ONLY | - | #NAME? | PRIMARY | 1
TECO | - | 85 | CONCRETE | N | DISTRIBUTION ONLY | - | #NAME? | PRIMARY | 3
TECO | - | 90 | WOOD | N | DISTRIBUTION ONLY | - | #NAME? | PRIMARY | 1
TECO | 0 | 35 | CONCRETE | N | DISTRIBUTION ONLY | - | #NAME? | PRIMARY | 1
TECO | 0 | 45 | CONCRETE | N | DISTRIBUTION ONLY | - | #NAME? | PRIMARY | 4
TECO | 0 | 50 | WOOD | N | DISTRIBUTION ONLY | - | #NAME? | PRIMARY | 1
TECO | 1 | 16 | CONCRETE | N | DISTRIBUTION ONLY | 2002953 | #NAME? | PRIMARY | 2
TECO | 1 | 20 | WOOD | N | DISTRIBUTION ONLY | - | #NAME? | PRIMARY | 1
TECO | 1 | 30 | WOOD | N | DISTRIBUTION ONLY | - | #NAME? | PRIMARY | 1
TECO | 1 | 35 | CONCRETE | N | DISTRIBUTION ONLY | 2002845 | #NAME? | PRIMARY | 5
TECO | 1 | 35 | CONCRETE | N | DISTRIBUTION ONLY |  | #NAME? | PRIMARY | 2
TECO | 1 | 35 | WOOD | N | DISTRIBUTION ONLY | - | #NAME? | PRIMARY | 1
TECO | 1 | 40 | CONCRETE | N | DISTRIBUTION ONLY | 2002851 | #NAME? | PRIMARY | 1
TECO | 1 | 40 | IRON | N | DISTRIBUTION ONLY | 2123490 | #NAME? | PRIMARY | 46
TECO | 1 | 40 | WOOD | N | DISTRIBUTION ONLY | 2002847 | #NAME? | PRIMARY | 13
TECO | 1 | 40 | WOOD | N | DISTRIBUTION ONLY | 2002863 | #NAME? | PRIMARY | 4
TECO | 1 | 45 | IRON | N | DISTRIBUTION ONLY | 2112349 | #NAME? | PRIMARY | 129
TECO | 1 | 45 | WOOD | N | DISTRIBUTION ONLY | - | #NAME? | PRIMARY | 19
TECO | 1 | 45 | WOOD | N | DISTRIBUTION ONLY | 2002834 | #NAME? | PRIMARY | 912
TECO | 1 | 45 | WOOD | N | DISTRIBUTION ONLY | 2002835 | #NAME? | PRIMARY | 66
TECO | 1 | 45 | WOOD | N | DISTRIBUTION ONLY | 2003117 | #NAME? | PRIMARY | 1
TECO | 1 | 45 |  | N | DISTRIBUTION ONLY | 2002834 | #NAME? | PRIMARY | 9
TECO | 1 | 50 | CONCRETE | N | DISTRIBUTION ONLY | 2002869 | #NAME? | PRIMARY | 5
TECO | 1 | 50 | IRON | N | DISTRIBUTION ONLY | 2112348 | #NAME? | PRIMARY | 40
TECO | 1 | 50 | WOOD | N | DISTRIBUTION ONLY | 2002835 | #NAME? | PRIMARY | 209
TECO | 1 | 50 | WOOD | N | DISTRIBUTION ONLY | 2002863 | #NAME? | PRIMARY | 1196
TECO | 1 | 50 | WOOD | N | DISTRIBUTION ONLY | 2002866 | #NAME? | PRIMARY | 1
TECO | 1 | 50 | WOOD | N | DISTRIBUTION ONLY | 2002871 | #NAME? | PRIMARY | 2
TECO | 1 | 50 | WOOD | N | DISTRIBUTION ONLY | 2003117 | #NAME? | PRIMARY | 9
TECO | 1 | 50 | WOOD | N | DISTRIBUTION ONLY | 2131214 | #NAME? | PRIMARY | 1
TECO | 1 | 50 |  | N | DISTRIBUTION ONLY | 2002835 | #NAME? | PRIMARY | 9
TECO | 1 | 50 |  | N | DISTRIBUTION ONLY | 2002863 | #NAME? | PRIMARY | 38
TECO | 1 | 53 | IRON | N | DISTRIBUTION ONLY | 2124960 | #NAME? | PRIMARY | 3
TECO | 1 | 55 | WOOD | N | DISTRIBUTION ONLY | 2002866 | #NAME? | PRIMARY | 231
TECO | 1 | 55 | WOOD | N | DISTRIBUTION ONLY | 2003117 | #NAME? | PRIMARY | 34
TECO | 1 | 55 |  | N | DISTRIBUTION ONLY | 2002866 | #NAME? | PRIMARY | 16
TECO | 1 | 60 | WOOD | N | DISTRIBUTION ONLY | - | #NAME? | PRIMARY | 8
TECO | 1 | 60 | WOOD | N | DISTRIBUTION ONLY | 2002871 | #NAME? | PRIMARY | 29
TECO | 1 | 60 |  | N | DISTRIBUTION ONLY | 2002871 | #NAME? | PRIMARY | 3
TECO | 1 | 65 | WOOD | N | DISTRIBUTION ONLY | - | #NAME? | PRIMARY | 18
TECO | 1 | 65 | WOOD | N | DISTRIBUTION ONLY | 2002881 | #NAME? | PRIMARY | 2
TECO | 1 | 70 | CONCRETE | N | DISTRIBUTION ONLY | - | #NAME? | PRIMARY | 1
TECO | 1 | 70 | OTHER | N | DISTRIBUTION ONLY | - | #NAME? | PRIMARY | 1
TECO | 1 | 70 | STEEL | N | DISTRIBUTION ONLY | - | #NAME? | PRIMARY | 2
TECO | 1 | 70 | WOOD | N | DISTRIBUTION ONLY | - | #NAME? | PRIMARY | 10
TECO | 1 | 75 | WOOD | N | DISTRIBUTION ONLY | - | #NAME? | PRIMARY | 7
TECO | 2 | 35 | CONCRETE | N | DISTRIBUTION ONLY | 2002846 | #NAME? | PRIMARY | 4
TECO | 2 | 35 | WOOD | N | DISTRIBUTION ONLY | - | #NAME? | PRIMARY | 1
TECO | 2 | 40 | WOOD | N | DISTRIBUTION ONLY | - | #NAME? | PRIMARY | 1
TECO | 2 | 40 | WOOD | N | DISTRIBUTION ONLY | 2002828 | #NAME? | PRIMARY | 27
TECO | 2 | 40 | WOOD | N | DISTRIBUTION ONLY | 2002847 | #NAME? | PRIMARY | 76
TECO | 2 | 40 | WOOD | N | DISTRIBUTION ONLY | 2002857 | #NAME? | PRIMARY | 3169
TECO | 2 | 40 | WOOD | N | DISTRIBUTION ONLY | 2002858 | #NAME? | PRIMARY | 1
TECO | 2 | 40 |  | N | DISTRIBUTION ONLY | 2002857 | #NAME? | PRIMARY | 21
TECO | 2 | 45 | CONCRETE | N | DISTRIBUTION ONLY | - | #NAME? | PRIMARY | 1
TECO | 2 | 45 | CONCRETE | N | DISTRIBUTION ONLY | 2002895 | #NAME? | PRIMARY | 26
TECO | 2 | 45 | WOOD | N | DISTRIBUTION ONLY | 2002826 | #NAME? | PRIMARY | 7
TECO | 2 | 45 | WOOD | N | DISTRIBUTION ONLY | 2002857 | #NAME? | PRIMARY | 1
TECO | 2 | 45 | WOOD | N | DISTRIBUTION ONLY | 2002858 | #NAME? | PRIMARY | 4179
TECO | 2 | 45 | WOOD | N | DISTRIBUTION ONLY | 2002860 | #NAME? | PRIMARY | 2
TECO | 2 | 45 |  | N | DISTRIBUTION ONLY | 2002858 | #NAME? | PRIMARY | 75
TECO | 2 | 50 | WOOD | N | DISTRIBUTION ONLY | 2002863 | #NAME? | PRIMARY | 176
TECO | 2 | 50 | WOOD |  | DISTRIBUTION ONLY | 2002863 | #NAME? | PRIMARY | 1
TECO | 2 | 50 |  | N | DISTRIBUTION ONLY | 2002863 | #NAME? | PRIMARY | 3
TECO | 2 | 55 | CONCRETE | N | DISTRIBUTION ONLY | - | #NAME? | PRIMARY | 1
TECO | 2 | 55 | WOOD | N | DISTRIBUTION ONLY | 2002866 | #NAME? | PRIMARY | 29
TECO | 2 | 60 | WOOD | N | DISTRIBUTION ONLY | - | #NAME? | PRIMARY | 13
TECO | 2 | 60 |  | N | DISTRIBUTION ONLY | - | #NAME? | PRIMARY | 1
TECO | 2 | 65 | WOOD | N | DISTRIBUTION ONLY | - | #NAME? | PRIMARY | 11
TECO | 2 | 70 | CONCRETE | N | DISTRIBUTION ONLY | - | #NAME? | PRIMARY | 1
TECO | 2 | 70 | WOOD | N | DISTRIBUTION ONLY | - | #NAME? | PRIMARY | 2
TECO | 2 | 75 | WOOD | N | DISTRIBUTION ONLY | - | #NAME? | PRIMARY | 4
TECO | 2 | 85 | WOOD | N | DISTRIBUTION ONLY | - | #NAME? | PRIMARY | 1
TECO | 3 | 40 | CONCRETE | N | DISTRIBUTION ONLY | - | #NAME? | PRIMARY | 11
TECO | 3 | 40 | CONCRETE | N | DISTRIBUTION ONLY | 2002849 | #NAME? | PRIMARY | 84
TECO | 3 | 40 | WOOD | N | DISTRIBUTION ONLY | 2002847 | #NAME? | PRIMARY | 30
TECO | 3 | 40 | WOOD | N | DISTRIBUTION ONLY | 2002860 | #NAME? | PRIMARY | 1
TECO | 3 | 40 |  | N | DISTRIBUTION ONLY | 2002849 | #NAME? | PRIMARY | 1
TECO | 3 | 45 | CONCRETE | N | DISTRIBUTION ONLY | 2002862 | #NAME? | PRIMARY | 168
TECO | 3 | 45 | CONCRETE | N | DISTRIBUTION ONLY | 2002900 | #NAME? | PRIMARY | 3
TECO | 3 | 45 | CONCRETE | N | DISTRIBUTION ONLY | 2113986 | #NAME? | PRIMARY | 128
TECO | 3 | 45 | CONCRETE | N | DISTRIBUTION ONLY |  | #NAME? | PRIMARY | 24
TECO | 3 | 45 | WOOD | N | DISTRIBUTION ONLY | 2002860 | #NAME? | PRIMARY | 2076
TECO | 3 | 45 | WOOD | Y | DISTRIBUTION ONLY | 2002860 | #NAME? | PRIMARY | 5
TECO | 3 | 45 |  | N | DISTRIBUTION ONLY | 2002860 | #NAME? | PRIMARY | 13
TECO | 3 | 45 |  | N | DISTRIBUTION ONLY | 2002862 | #NAME? | PRIMARY | 3
TECO | 3 | 45 |  | N | DISTRIBUTION ONLY | 2113986 | #NAME? | PRIMARY | 1
TECO | 3 | 50 | CONCRETE | N | DISTRIBUTION ONLY | - | #NAME? | PRIMARY | 1
TECO | 3 | 50 | CONCRETE | N | DISTRIBUTION ONLY | 2002869 | #NAME? | PRIMARY | 1
TECO | 3 | 50 | WOOD | N | DISTRIBUTION ONLY | 2002863 | #NAME? | PRIMARY | 16
TECO | 3 | 55 | CONCRETE | N | DISTRIBUTION ONLY | - | #NAME? | PRIMARY | 1
TECO | 3 | 55 | WOOD | N | DISTRIBUTION ONLY | 2002866 | #NAME? | PRIMARY | 4
TECO | 4 | 25 | WOOD | N | DISTRIBUTION ONLY | - | #NAME? | PRIMARY | 1
TECO | 4 | 30 | CONCRETE | N | DISTRIBUTION ONLY | - | #NAME? | PRIMARY | 1
TECO | 4 | 30 | WOOD | N | DISTRIBUTION ONLY | 2002836 | #NAME? | PRIMARY | 25
TECO | 4 | 30 | WOOD | N | DISTRIBUTION ONLY | 2002837 | #NAME? | PRIMARY | 6
TECO | 4 | 35 | CONCRETE | N | DISTRIBUTION ONLY | 2002839 | #NAME? | PRIMARY | 2
TECO | 4 | 35 | CONCRETE | N | DISTRIBUTION ONLY |  | #NAME? | PRIMARY | 11
TECO | 4 | 35 | OTHER | N | DISTRIBUTION ONLY | - | #NAME? | PRIMARY | 1
TECO | 4 | 35 | WOOD | N | DISTRIBUTION ONLY | 2002823 | #NAME? | PRIMARY | 3
TECO | 4 | 35 | WOOD | N | DISTRIBUTION ONLY | 2002842 | #NAME? | PRIMARY | 1281
TECO | 4 | 35 | WOOD | N | DISTRIBUTION ONLY | 2002847 | #NAME? | PRIMARY | 1
TECO | 4 | 35 |  | N | DISTRIBUTION ONLY | 2002842 | #NAME? | PRIMARY | 40
TECO | 4 | 40 | - | N | DISTRIBUTION ONLY | 2002847 | #NAME? | PRIMARY | 24
TECO | 4 | 40 | CONCRETE | N | DISTRIBUTION ONLY | 2002849 | #NAME? | PRIMARY | 10
TECO | 4 | 40 | OTHER | N | DISTRIBUTION ONLY | - | #NAME? | PRIMARY | 7
TECO | 4 | 40 | WOOD | N | DISTRIBUTION ONLY | 2002826 | #NAME? | PRIMARY | 49
TECO | 4 | 40 | WOOD | N | DISTRIBUTION ONLY | 2002847 | #NAME? | PRIMARY | 32679
TECO | 4 | 40 | WOOD | Y | DISTRIBUTION ONLY | 2002847 | #NAME? | PRIMARY | 6
TECO | 4 | 40 | WOOD |  | DISTRIBUTION ONLY | 2002847 | #NAME? | PRIMARY | 4
TECO | 4 | 40 |  | N | DISTRIBUTION ONLY | 2002826 | #NAME? | PRIMARY | 1
TECO | 4 | 40 |  | N | DISTRIBUTION ONLY | 2002847 | #NAME? | PRIMARY | 1194
TECO | 4 | 40 |  | N | DISTRIBUTION ONLY | 2002859 | #NAME? | PRIMARY | 1
TECO | 4 | 45 | CONCRETE | N | DISTRIBUTION ONLY |  | #NAME? | PRIMARY | 43
TECO | 4 | 45 | OTHER | N | DISTRIBUTION ONLY | - | #NAME? | PRIMARY | 4
TECO | 4 | 45 | WOOD | N | DISTRIBUTION ONLY | 2002847 | #NAME? | PRIMARY | 1
TECO | 4 | 45 | WOOD | N | DISTRIBUTION ONLY | 2002859 | #NAME? | PRIMARY | 12226
TECO | 4 | 45 | WOOD |  | DISTRIBUTION ONLY | 2002859 | #NAME? | PRIMARY | 2
TECO | 4 | 45 |  | N | DISTRIBUTION ONLY | 2002859 | #NAME? | PRIMARY | 48
TECO | 4 | 45 |  | N | DISTRIBUTION ONLY |  | #NAME? | PRIMARY | 1
TECO | 4 | 50 | CONCRETE | N | DISTRIBUTION ONLY | 2002869 | #NAME? | PRIMARY | 2
TECO | 4 | 50 | WOOD | N | DISTRIBUTION ONLY | 2002863 | #NAME? | PRIMARY | 26
TECO | 4 | 55 | CONCRETE | N | DISTRIBUTION ONLY | - | #NAME? | PRIMARY | 1
TECO | 4 | 55 | WOOD | N | DISTRIBUTION ONLY | 2002866 | #NAME? | PRIMARY | 7
TECO | 4 | 65 | WOOD | N | DISTRIBUTION ONLY | - | #NAME? | PRIMARY | 1
TECO | 4 | 75 | WOOD | N | DISTRIBUTION ONLY | - | #NAME? | PRIMARY | 1
TECO | 5 | 30 | WOOD | N | DISTRIBUTION ONLY | 2002836 | #NAME? | PRIMARY | 12
TECO | 5 | 35 | WOOD | N | DISTRIBUTION ONLY | - | #NAME? | PRIMARY | 23
TECO | 5 | 40 | WOOD | N | DISTRIBUTION ONLY | 2002847 | #NAME? | PRIMARY | 116
TECO | 5 | 40 |  | N | DISTRIBUTION ONLY | 2002847 | #NAME? | PRIMARY | 3
TECO | 5 | 45 | WOOD | N | DISTRIBUTION ONLY | 2002859 | #NAME? | PRIMARY | 8
TECO | 6 | 10 | WOOD | N | DISTRIBUTION ONLY | - | #NAME? | PRIMARY | 1
TECO | 6 | 20 | WOOD | N | DISTRIBUTION ONLY | - | #NAME? | PRIMARY | 1
TECO | 6 | 25 | WOOD | N | DISTRIBUTION ONLY | - | #NAME? | PRIMARY | 3
TECO | 6 | 30 | WOOD | N | DISTRIBUTION ONLY | 2002836 | #NAME? | PRIMARY | 781
TECO | 6 | 30 |  | N | DISTRIBUTION ONLY | 2002836 | #NAME? | PRIMARY | 2
TECO | 6 | 35 | WOOD | N | DISTRIBUTION ONLY | 2002843 | #NAME? | PRIMARY | 259
TECO | 6 | 35 | WOOD |  | DISTRIBUTION ONLY | 2002843 | #NAME? | PRIMARY | 1
TECO | 6 | 35 |  | N | DISTRIBUTION ONLY | 2002843 | #NAME? | PRIMARY | 2
TECO | 6 | 40 | WOOD | N | DISTRIBUTION ONLY | 2002847 | #NAME? | PRIMARY | 3
TECO | 6 | 45 | WOOD | N | DISTRIBUTION ONLY | 2002859 | #NAME? | PRIMARY | 1
TECO | H1 | 40 | CONCRETE | N | DISTRIBUTION ONLY | 2131246 | #NAME? | PRIMARY | 19
TECO | H1 | 45 | CONCRETE | N | DISTRIBUTION ONLY | 2131245 | #NAME? | PRIMARY | 298
TECO | H1 | 45 | IRON | N | DISTRIBUTION ONLY | 2132798 | #NAME? | PRIMARY | 19
TECO | H1 | 45 | WOOD | N | DISTRIBUTION ONLY | 2131214 | #NAME? | PRIMARY | 132
TECO | H1 | 45 | WOOD | N | DISTRIBUTION ONLY | 2131245 | #NAME? | PRIMARY | 1
TECO | H1 | 45 | WOOD | N | DISTRIBUTION ONLY | 2132798 | #NAME? | PRIMARY | 1
TECO | H1 | 50 | CONCRETE | N | DISTRIBUTION ONLY | 2131698 | #NAME? | PRIMARY | 19
TECO | H1 | 50 | IRON | N | DISTRIBUTION ONLY | 2124959 | #NAME? | PRIMARY | 12
TECO | H1 | 50 | WOOD | N | DISTRIBUTION ONLY | 2131275 | #NAME? | PRIMARY | 26
TECO | H1 | 50 |  | N | DISTRIBUTION ONLY | 2131275 | #NAME? | PRIMARY | 1
TECO | H1 | 55 | CONCRETE | N | DISTRIBUTION ONLY | 2131711 | #NAME? | PRIMARY | 3
TECO | H1 | 55 | STEEL | N | DISTRIBUTION ONLY | - | #NAME? | PRIMARY | 1
TECO | H1 | 60 | CONCRETE | N | DISTRIBUTION ONLY | 2131712 | #NAME? | PRIMARY | 1
TECO | H3 | 45 | CONCRETE | N | DISTRIBUTION ONLY | 2132811 | #NAME? | PRIMARY | 3
TECO | H3 | 50 | IRON | N | DISTRIBUTION ONLY | 2132797 | #NAME? | PRIMARY | 12
TECO | H4 | 40 | CONCRETE | N | DISTRIBUTION ONLY | 2131440 | #NAME? | PRIMARY | 1
TECO | H6 | 50 | FIBERGLASS | N | DISTRIBUTION ONLY | 2002820 | #NAME? | PRIMARY | 1
TECO | H6 | 55 | IRON | N | DISTRIBUTION ONLY | 2132810 | #NAME? | PRIMARY | 2
TECO | - | 35 | WOOD | N | DIST_SEC | - | #NAME? | PRIMARY | 1
TECO | - | 40 | WOOD | N | DIST_SEC | - | #NAME? | PRIMARY | 1
TECO | - | 45 | CONCRETE | N | DIST_SEC | - | #NAME? | PRIMARY | 2
TECO | 1 | 35 | CONCRETE | N | DIST_SEC | 2002845 | #NAME? | PRIMARY | 1
TECO | 1 | 45 | IRON | N | DIST_SEC | 2112349 | #NAME? | PRIMARY | 1
TECO | 1 | 45 | WOOD | N | DIST_SEC | 2002834 | #NAME? | PRIMARY | 7
TECO | 1 | 45 | WOOD | N | DIST_SEC | 2002835 | #NAME? | PRIMARY | 1
TECO | 1 | 50 | WOOD | N | DIST_SEC | 2002835 | #NAME? | PRIMARY | 1
TECO | 1 | 50 | WOOD | N | DIST_SEC | 2002863 | #NAME? | PRIMARY | 24
TECO | 1 | 55 | CONCRETE | N | DIST_SEC | - | #NAME? | PRIMARY | 1
TECO | 1 | 55 | WOOD | N | DIST_SEC | 2002866 | #NAME? | PRIMARY | 5
TECO | 2 | 40 | WOOD | N | DIST_SEC | 2002847 | #NAME? | PRIMARY | 26
TECO | 2 | 40 | WOOD | N | DIST_SEC | 2002857 | #NAME? | PRIMARY | 7
TECO | 2 | 45 | WOOD | N | DIST_SEC | 2002858 | #NAME? | PRIMARY | 64
TECO | 2 | 45 |  | N | DIST_SEC | 2002858 | #NAME? | PRIMARY | 1
TECO | 2 | 65 | WOOD | N | DIST_SEC | - | #NAME? | PRIMARY | 1
TECO | 3 | 45 | CONCRETE | N | DIST_SEC | 2002862 | #NAME? | PRIMARY | 2
TECO | 3 | 45 | CONCRETE | N | DIST_SEC |  | #NAME? | PRIMARY | 37
TECO | 3 | 45 | WOOD | N | DIST_SEC | 2002860 | #NAME? | PRIMARY | 27
TECO | 3 | 50 | CONCRETE | N | DIST_SEC | - | #NAME? | PRIMARY | 1
TECO | 4 | 10 | WOOD | N | DIST_SEC | - | #NAME? | PRIMARY | 1
TECO | 4 | 30 | WOOD | N | DIST_SEC | 2002836 | #NAME? | PRIMARY | 1
TECO | 4 | 35 | WOOD | N | DIST_SEC | 2002842 | #NAME? | PRIMARY | 134
TECO | 4 | 35 | WOOD |  | DIST_SEC | 2002842 | #NAME? | PRIMARY | 1
TECO | 4 | 40 | WOOD | N | DIST_SEC | 2002847 | #NAME? | PRIMARY | 387
TECO | 4 | 40 |  | N | DIST_SEC | 2002847 | #NAME? | PRIMARY | 1
TECO | 4 | 45 | WOOD | N | DIST_SEC | 2002859 | #NAME? | PRIMARY | 132
TECO | 5 | 40 | WOOD | N | DIST_SEC | 2002847 | #NAME? | PRIMARY | 1
TECO | 6 | 30 | WOOD | N | DIST_SEC | 2002836 | #NAME? | PRIMARY | 52
TECO | 6 | 35 | WOOD | N | DIST_SEC | 2002843 | #NAME? | PRIMARY | 26
TECO | H1 | 45 | CONCRETE | N | DIST_SEC | 2131245 | #NAME? | PRIMARY | 7
TECO | H1 | 45 | WOOD | N | DIST_SEC | 2131214 | #NAME? | PRIMARY | 1
TECO | - | - | - | N | LIGHTING | - | #NAME? | N/A | 61
TECO | - | - | - | Y | LIGHTING | - | #NAME? | N/A | 75251
TECO | - | - | - | Y | LIGHTING | 2005620 | #NAME? | N/A | 53
TECO | - | - | - |  | LIGHTING | - | #NAME? | N/A | 1
TECO | - | - | FIBERGLASS | Y | LIGHTING | 2005650 | #NAME? | N/A | 147
TECO | - | - |  | N | LIGHTING | - | #NAME? | N/A | 6
TECO | - | - |  | Y | LIGHTING | - | #NAME? | N/A | 2
TECO | - | 10 | ALUMINUM | Y | LIGHTING | 2005620 | #NAME? | N/A | 28
TECO | - | 16 | ALUMINUM | N | LIGHTING | 2005654 | #NAME? | N/A | 1
TECO | - | 16 | ALUMINUM | N | LIGHTING | 2127280 | #NAME? | N/A | 9
TECO | - | 16 | ALUMINUM | Y | LIGHTING | - | #NAME? | N/A | 4
TECO | - | 16 | ALUMINUM | Y | LIGHTING | 2005652 | #NAME? | N/A | 54
TECO | - | 16 | ALUMINUM | Y | LIGHTING | 2005653 | #NAME? | N/A | 119
TECO | - | 16 | ALUMINUM | Y | LIGHTING | 2005654 | #NAME? | N/A | 12941
TECO | - | 16 | ALUMINUM | Y | LIGHTING | 2005658 | #NAME? | N/A | 15
TECO | - | 16 | ALUMINUM | Y | LIGHTING | 2005685 | #NAME? | N/A | 11
TECO | - | 16 | ALUMINUM | Y | LIGHTING | 2005687 | #NAME? | N/A | 14
TECO | - | 16 | ALUMINUM | Y | LIGHTING | 2127280 | #NAME? | N/A | 6883
TECO | - | 16 | CONCRETE | Y | LIGHTING | 2002833 | #NAME? | N/A | 5
TECO | - | 16 | FIBERGLASS | N | LIGHTING | 2005649 | #NAME? | N/A | 1
TECO | - | 16 | FIBERGLASS | N | LIGHTING | 2005665 | #NAME? | N/A | 36
TECO | - | 16 | FIBERGLASS | Y | LIGHTING | - | #NAME? | N/A | 1
TECO | - | 16 | FIBERGLASS | Y | LIGHTING | 2005618 | #NAME? | N/A | 278
TECO | - | 16 | FIBERGLASS | Y | LIGHTING | 2005649 | #NAME? | N/A | 7827
TECO | - | 16 | FIBERGLASS | Y | LIGHTING | 2005650 | #NAME? | N/A | 12
TECO | - | 16 | FIBERGLASS | Y | LIGHTING | 2005653 | #NAME? | N/A | 1
TECO | - | 16 | FIBERGLASS | Y | LIGHTING | 2005665 | #NAME? | N/A | 3132
TECO | - | 16 | FIBERGLASS | Y | LIGHTING | 2005667 | #NAME? | N/A | 13
TECO | - | 16 | FIBERGLASS | Y | LIGHTING | 2131290 | #NAME? | N/A | 220
TECO | - | 16 |  | N | LIGHTING | 2005654 | #NAME? | N/A | 2
TECO | - | 16 |  | N | LIGHTING | 2127280 | #NAME? | N/A | 1
TECO | - | 16 |  | Y | LIGHTING | 2005618 | #NAME? | N/A | 1
TECO | - | 16 |  | Y | LIGHTING | 2005649 | #NAME? | N/A | 24
TECO | - | 16 |  | Y | LIGHTING | 2005653 | #NAME? | N/A | 1
TECO | - | 16 |  | Y | LIGHTING | 2005654 | #NAME? | N/A | 90
TECO | - | 16 |  | Y | LIGHTING | 2005665 | #NAME? | N/A | 8
TECO | - | 16 |  | Y | LIGHTING | 2127280 | #NAME? | N/A | 25
TECO | - | 16 |  | Y | LIGHTING | 2131290 | #NAME? | N/A | 28
TECO | - | 18 | ALUMINUM | Y | LIGHTING | 2005664 | #NAME? | N/A | 4
TECO | - | 21 | ALUMINUM | Y | LIGHTING | 2133670 | #NAME? | N/A | 15
TECO | - | 21.4 | ALUMINUM | Y | LIGHTING | 2133547 | #NAME? | N/A | 125
TECO | - | 23 | ALUMINUM | Y | LIGHTING | 2131695 | #NAME? | N/A | 179
TECO | - | 23 | ALUMINUM | Y | LIGHTING | 2132410 | #NAME? | N/A | 300
TECO | - | 23 | CONCRETE | Y | LIGHTING | 2002865 | #NAME? | N/A | 76
TECO | - | 23 |  | Y | LIGHTING | 2002865 | #NAME? | N/A | 2
TECO | - | 23 |  |  | LIGHTING | 2132410 | #NAME? | N/A | 83
TECO | - | 24 | ALUMINUM | Y | LIGHTING | 2134812 | #NAME? | N/A | 2
TECO | - | 25 | STEEL | Y | LIGHTING | 2133089 | #NAME? | N/A | 25
TECO | - | 25 | STEEL | Y | LIGHTING | 2133110 | #NAME? | N/A | 131
TECO | - | 26 | STEEL | Y | LIGHTING | 2005683 | #NAME? | N/A | 15
TECO | - | 27.2 | ALUMINUM | N | LIGHTING | 2005671 | #NAME? | N/A | 1
TECO | - | 27.2 | ALUMINUM | Y | LIGHTING | 2005671 | #NAME? | N/A | 370
TECO | - | 27.2 | ALUMINUM | Y | LIGHTING | 2005674 | #NAME? | N/A | 62
TECO | - | 27.2 | ALUMINUM | Y | LIGHTING | 2133163 | #NAME? | N/A | 6
TECO | - | 27.2 |  | Y | LIGHTING | 2005671 | #NAME? | N/A | 8
TECO | - | 27.2 |  | Y | LIGHTING | 2005674 | #NAME? | N/A | 1
TECO | - | 28 | ALUMINUM | Y | LIGHTING | 2005676 | #NAME? | N/A | 97
TECO | - | 28 |  | Y | LIGHTING | 2005676 | #NAME? | N/A | 11
TECO | - | 30 | CONCRETE | Y | LIGHTING | - | #NAME? | N/A | 27
TECO | - | 30 | STEEL | Y | LIGHTING | - | #NAME? | N/A | 2
TECO | - | 30 | STEEL | Y | LIGHTING | 2005680 | #NAME? | N/A | 15
TECO | - | 30 | STEEL | Y | LIGHTING | 2005681 | #NAME? | N/A | 2
TECO | - | 30 | STEEL | Y | LIGHTING | 2005856 | #NAME? | N/A | 1
TECO | - | 30 | ALUMINUM | Y | LIGHTING | 2133413 | #NAME? | N/A | 337
TECO | - | 30 | ALUMINUM | Y | LIGHTING | 2133595 | #NAME? | N/A | 61
TECO | - | 31 | CONCRETE | N | LIGHTING | 2128960 | #NAME? | N/A | 1
TECO | - | 31 | CONCRETE | Y | LIGHTING | 2128960 | #NAME? | N/A | 2
TECO | - | 32.2 | ALUMINUM | Y | LIGHTING | 2005678 | #NAME? | N/A | 7
TECO | - | 32.5 | ALUMINUM | N | LIGHTING | 2131452 | #NAME? | N/A | 1
TECO | - | 32.5 | ALUMINUM | Y | LIGHTING | 2131452 | #NAME? | N/A | 1
TECO | - | 35 | ALUMINUM | Y | LIGHTING | 2133403 | #NAME? | N/A | 6
TECO | - | 35 | ALUMINUM | Y | LIGHTING | 2133404 | #NAME? | N/A | 57
TECO | - | 35 | CONCRETE | N | LIGHTING | - | #NAME? | N/A | 4
TECO | - | 35 | CONCRETE | Y | LIGHTING | - | #NAME? | N/A | 2194
TECO | - | 35 | OTHER | Y | LIGHTING | - | #NAME? | N/A | 5
TECO | - | 35 | STEEL | Y | LIGHTING | - | #NAME? | N/A | 23
TECO | - | 35 | WOOD | Y | LIGHTING | - | #NAME? | N/A | 4
TECO | - | 37.2 | ALUMINUM | Y | LIGHTING | 2005673 | #NAME? | N/A | 61
TECO | - | 37.2 | ALUMINUM | Y | LIGHTING | 2005674 | #NAME? | N/A | 1
TECO | - | 37.2 | ALUMINUM | Y | LIGHTING | 2005675 | #NAME? | N/A | 237
TECO | - | 37.2 | ALUMINUM | Y | LIGHTING | 2005678 | #NAME? | N/A | 6
TECO | - | 37.2 |  | Y | LIGHTING | 2005673 | #NAME? | N/A | 3
TECO | - | 37.2 |  | Y | LIGHTING | 2005675 | #NAME? | N/A | 2
TECO | - | 38.6 | ALUMINUM | N | LIGHTING | 2127281 | #NAME? | N/A | 1
TECO | - | 38.6 | ALUMINUM | Y | LIGHTING | 2127281 | #NAME? | N/A | 150
TECO | - | 38.6 | ALUMINUM | Y | LIGHTING | 2128281 | #NAME? | N/A | 67
TECO | - | 38.6 |  | Y | LIGHTING | 2127281 | #NAME? | N/A | 2
TECO | - | 40 | CONCRETE | N | LIGHTING | - | #NAME? | N/A | 2
TECO | - | 40 | CONCRETE | N | LIGHTING | 2128856 | #NAME? | N/A | 2
TECO | - | 40 | CONCRETE | Y | LIGHTING | - | #NAME? | N/A | 176
TECO | - | 40 | CONCRETE | Y | LIGHTING | 2128856 | #NAME? | N/A | 2
TECO | - | 45 | CONCRETE | N | LIGHTING | 2128855 | #NAME? | N/A | 1
TECO | - | 45 | CONCRETE | Y | LIGHTING | - | #NAME? | N/A | 241
TECO | - | 45 | CONCRETE | Y | LIGHTING | 2002901 | #NAME? | N/A | 5
TECO | - | 60 | CONCRETE | N | LIGHTING | 2002875 | #NAME? | N/A | 1
TECO | - | 85 | STEEL | N | LIGHTING | 2003045 | #NAME? | N/A | 1
TECO | 0 | 35 | CONCRETE | Y | LIGHTING | - | #NAME? | N/A | 1
TECO | 1 | 16 | CONCRETE | N | LIGHTING | 2002832 | #NAME? | N/A | 1
TECO | 1 | 16 | CONCRETE | Y | LIGHTING | 2002832 | #NAME? | N/A | 316
TECO | 1 | 16 | CONCRETE | Y | LIGHTING | 2002952 | #NAME? | N/A | 649
TECO | 1 | 16 | CONCRETE | Y | LIGHTING | 2002953 | #NAME? | N/A | 6
TECO | 1 | 16 | CONCRETE | Y | LIGHTING | 2002962 | #NAME? | N/A | 13
TECO | 1 | 16 | CONCRETE | Y | LIGHTING | 2002965 | #NAME? | N/A | 47
TECO | 1 | 16 |  | Y | LIGHTING | 2002832 | #NAME? | N/A | 3
TECO | 1 | 16 |  | Y | LIGHTING | 2002952 | #NAME? | N/A | 8
TECO | 1 | 16 |  | Y | LIGHTING | 2002965 | #NAME? | N/A | 1
TECO | 1 | 25 | CONCRETE | Y | LIGHTING | 2002831 | #NAME? | N/A | 52
TECO | 1 | 25 |  | Y | LIGHTING | 2002831 | #NAME? | N/A | 1
TECO | 1 | 30 | CONCRETE | N | LIGHTING | 2002838 | #NAME? | N/A | 11
TECO | 1 | 30 | CONCRETE | Y | LIGHTING | 2002838 | #NAME? | N/A | 18
TECO | 1 | 30 | CONCRETE | Y | LIGHTING | 2002840 | #NAME? | N/A | 28
TECO | 1 | 35 | CONCRETE | N | LIGHTING | 2002841 | #NAME? | N/A | 9
TECO | 1 | 35 | CONCRETE | N | LIGHTING | 2002844 | #NAME? | N/A | 2
TECO | 1 | 35 | CONCRETE | N | LIGHTING | 2002845 | #NAME? | N/A | 137
TECO | 1 | 35 | CONCRETE | Y | LIGHTING | - | #NAME? | N/A | 5
TECO | 1 | 35 | CONCRETE | Y | LIGHTING | 2002841 | #NAME? | N/A | 2438
TECO | 1 | 35 | CONCRETE | Y | LIGHTING | 2002844 | #NAME? | N/A | 449
TECO | 1 | 35 | CONCRETE | Y | LIGHTING | 2002845 | #NAME? | N/A | 11279
TECO | 1 | 35 | CONCRETE | Y | LIGHTING | 2002850 | #NAME? | N/A | 10
TECO | 1 | 35 | CONCRETE | Y | LIGHTING | 2002964 | #NAME? | N/A | 838
TECO | 1 | 35 | CONCRETE | Y | LIGHTING | 2005671 | #NAME? | N/A | 1
TECO | 1 | 35 | CONCRETE | Y | LIGHTING | 2134816 | #NAME? | N/A | 2
TECO | 1 | 35 | CONCRETE | Y | LIGHTING |  | #NAME? | N/A | 49
TECO | 1 | 35 | CONCRETE |  | LIGHTING | 2002845 | #NAME? | N/A | 3
TECO | 1 | 35 | WOOD | Y | LIGHTING | - | #NAME? | N/A | 9
TECO | 1 | 35 |  | N | LIGHTING | 2002845 | #NAME? | N/A | 6
TECO | 1 | 35 |  | Y | LIGHTING | 2002841 | #NAME? | N/A | 22
TECO | 1 | 35 |  | Y | LIGHTING | 2002844 | #NAME? | N/A | 1
TECO | 1 | 35 |  | Y | LIGHTING | 2002845 | #NAME? | N/A | 136
TECO | 1 | 35 |  | Y | LIGHTING | 2002964 | #NAME? | N/A | 2
TECO | 1 | 40 | CONCRETE | Y | LIGHTING | 2002851 | #NAME? | N/A | 12
TECO | 1 | 40 | IRON | N | LIGHTING | 2123490 | #NAME? | N/A | 3
TECO | 1 | 45 | IRON | N | LIGHTING | 2112349 | #NAME? | N/A | 3
TECO | 1 | 45 | WOOD | N | LIGHTING | 2002834 | #NAME? | N/A | 6
TECO | 1 | 45 | WOOD | Y | LIGHTING | - | #NAME? | N/A | 3
TECO | 1 | 45 | WOOD | Y | LIGHTING | 2002834 | #NAME? | N/A | 1
TECO | 1 | 50 | IRON | N | LIGHTING | 2112348 | #NAME? | N/A | 1
TECO | 1 | 50 | WOOD | N | LIGHTING | 2002835 | #NAME? | N/A | 3
TECO | 1 | 50 | WOOD | N | LIGHTING | 2002863 | #NAME? | N/A | 1
TECO | 1 | 50 | WOOD | Y | LIGHTING | 2002835 | #NAME? | N/A | 1
TECO | 1 | 50 | WOOD | Y | LIGHTING | 2002863 | #NAME? | N/A | 5
TECO | 1 | 55 | WOOD | N | LIGHTING | 2003117 | #NAME? | N/A | 1
TECO | 1 | 55 | WOOD | Y | LIGHTING | 2002866 | #NAME? | N/A | 3
TECO | 1 | 60 | WOOD | N | LIGHTING | 2002871 | #NAME? | N/A | 2
TECO | 1 | 60 | WOOD | Y | LIGHTING | 2002871 | #NAME? | N/A | 1
TECO | 2 | 30 | CONCRETE | Y | LIGHTING | - | #NAME? | N/A | 3
TECO | 2 | 30 | CONCRETE | Y | LIGHTING | 2002818 | #NAME? | N/A | 37
TECO | 2 | 35 | CONCRETE | N | LIGHTING | 2002846 | #NAME? | N/A | 13
TECO | 2 | 35 | CONCRETE | Y | LIGHTING | - | #NAME? | N/A | 1
TECO | 2 | 35 | CONCRETE | Y | LIGHTING | 2002846 | #NAME? | N/A | 135
TECO | 2 | 35 | WOOD | N | LIGHTING | 2002857 | #NAME? | N/A | 4
TECO | 2 | 35 | WOOD | Y | LIGHTING | - | #NAME? | N/A | 2
TECO | 2 | 35 | WOOD | Y | LIGHTING | 2002857 | #NAME? | N/A | 2
TECO | 2 | 35 |  | Y | LIGHTING | 2002846 | #NAME? | N/A | 1
TECO | 2 | 40 | WOOD | N | LIGHTING | 2002857 | #NAME? | N/A | 36
TECO | 2 | 40 | WOOD | Y | LIGHTING | 2002828 | #NAME? | N/A | 1
TECO | 2 | 40 | WOOD | Y | LIGHTING | 2002847 | #NAME? | N/A | 2
TECO | 2 | 40 | WOOD | Y | LIGHTING | 2002857 | #NAME? | N/A | 74
TECO | 2 | 40 |  | N | LIGHTING | 2002857 | #NAME? | N/A | 1
TECO | 2 | 45 | CONCRETE | N | LIGHTING | 2002895 | #NAME? | N/A | 4
TECO | 2 | 45 | CONCRETE | Y | LIGHTING | 2002895 | #NAME? | N/A | 116
TECO | 2 | 45 | WOOD | N | LIGHTING | 2002858 | #NAME? | N/A | 24
TECO | 2 | 45 | WOOD | Y | LIGHTING | 2002858 | #NAME? | N/A | 55
TECO | 2 | 45 | WOOD |  | LIGHTING | 2002858 | #NAME? | N/A | 3
TECO | 2 | 45 |  | Y | LIGHTING | 2002895 | #NAME? | N/A | 1
TECO | 2 | 55 | WOOD | Y | LIGHTING | 2002866 | #NAME? | N/A | 1
TECO | 2 | 60 | WOOD | Y | LIGHTING | - | #NAME? | N/A | 2
TECO | 3 | 30 | CONCRETE | Y | LIGHTING | - | #NAME? | N/A | 1
TECO | 3 | 30 | WOOD | Y | LIGHTING | 2002836 | #NAME? | N/A | 6
TECO | 3 | 35 | WOOD | Y | LIGHTING | - | #NAME? | N/A | 2
TECO | 3 | 40 | CONCRETE | N | LIGHTING | 2002849 | #NAME? | N/A | 1
TECO | 3 | 40 | CONCRETE | Y | LIGHTING | - | #NAME? | N/A | 1
TECO | 3 | 40 | CONCRETE | Y | LIGHTING | 2002849 | #NAME? | N/A | 52
TECO | 3 | 40 | WOOD | Y | LIGHTING | 2002860 | #NAME? | N/A | 1
TECO | 3 | 45 | CONCRETE | N | LIGHTING | 2113986 | #NAME? | N/A | 9
TECO | 3 | 45 | CONCRETE | Y | LIGHTING | - | #NAME? | N/A | 4
TECO | 3 | 45 | CONCRETE | Y | LIGHTING | 2002862 | #NAME? | N/A | 213
TECO | 3 | 45 | CONCRETE | Y | LIGHTING | 2002896 | #NAME? | N/A | 649
TECO | 3 | 45 | CONCRETE | Y | LIGHTING | 2002900 | #NAME? | N/A | 18
TECO | 3 | 45 | CONCRETE | Y | LIGHTING | 2113986 | #NAME? | N/A | 222
TECO | 3 | 45 | WOOD | N | LIGHTING | 2002860 | #NAME? | N/A | 3
TECO | 3 | 45 | WOOD | Y | LIGHTING | 2002860 | #NAME? | N/A | 173
TECO | 3 | 45 |  | Y | LIGHTING | 2002896 | #NAME? | N/A | 1
TECO | 3 | 60 | WOOD | Y | LIGHTING | - | #NAME? | N/A | 2
TECO | 3 | 65 | WOOD | Y | LIGHTING | - | #NAME? | N/A | 1
TECO | 4 | - | WOOD | Y | LIGHTING | - | #NAME? | N/A | 1
TECO | 4 | 30 | ALUMINIUM | Y | LIGHTING | - | #NAME? | N/A | 1
TECO | 4 | 30 | OTHER | Y | LIGHTING | - | #NAME? | N/A | 1
TECO | 4 | 30 | WOOD | N | LIGHTING | - | #NAME? | N/A | 1
TECO | 4 | 30 | WOOD | N | LIGHTING | 2002836 | #NAME? | N/A | 1
TECO | 4 | 30 | WOOD | N | LIGHTING | 2002837 | #NAME? | N/A | 33
TECO | 4 | 30 | WOOD | Y | LIGHTING | 2002836 | #NAME? | N/A | 44
TECO | 4 | 30 | WOOD | Y | LIGHTING | 2002837 | #NAME? | N/A | 1706
TECO | 4 | 30 |  | N | LIGHTING | 2002837 | #NAME? | N/A | 1
TECO | 4 | 30 |  | Y | LIGHTING | 2002837 | #NAME? | N/A | 5
TECO | 4 | 35 | CONCRETE | N | LIGHTING | 2002839 | #NAME? | N/A | 28
TECO | 4 | 35 | CONCRETE | Y | LIGHTING | 2002839 | #NAME? | N/A | 59
TECO | 4 | 35 | CONCRETE | Y | LIGHTING |  | #NAME? | N/A | 50
TECO | 4 | 35 | OTHER | Y | LIGHTING | - | #NAME? | N/A | 4
TECO | 4 | 35 | WOOD | N | LIGHTING | 2002823 | #NAME? | N/A | 3
TECO | 4 | 35 | WOOD | N | LIGHTING | 2002842 | #NAME? | N/A | 226
TECO | 4 | 35 | WOOD | Y | LIGHTING | - | #NAME? | N/A | 2
TECO | 4 | 35 | WOOD | Y | LIGHTING | 2002823 | #NAME? | N/A | 46
TECO | 4 | 35 | WOOD | Y | LIGHTING | 2002836 | #NAME? | N/A | 1
TECO | 4 | 35 | WOOD | Y | LIGHTING | 2002842 | #NAME? | N/A | 10937
TECO | 4 | 35 | WOOD | Y | LIGHTING |  | #NAME? | N/A | 1
| 4 | 35 | WOOD | Y | LIGHTING | 2002842 | #NAME? | N/A | 1
TECO | 4 | 35 |  | N | LIGHTING | 2002842 | #NAME? | N/A | 3
TECO | 4 | 35 |  | Y | LIGHTING | 2002839 | #NAME? | N/A | 1
TECO | 4 | 35 |  | Y | LIGHTING | 2002842 | #NAME? | N/A | 131
TECO | 4 | 40 | - | Y | LIGHTING | 2002847 | #NAME? | N/A | 3
TECO | 4 | 40 | CONCRETE | Y | LIGHTING | 2002849 | #NAME? | N/A | 2
TECO | 4 | 40 | STEEL | Y | LIGHTING | - | #NAME? | N/A | 2
TECO | 4 | 40 | WOOD | N | LIGHTING | 2002847 | #NAME? | N/A | 57
TECO | 4 | 40 | WOOD | Y | LIGHTING | - | #NAME? | N/A | 1
TECO | 4 | 40 | WOOD | Y | LIGHTING | 2002847 | #NAME? | N/A | 607
TECO | 4 | 40 |  | Y | LIGHTING | 2002847 | #NAME? | N/A | 17
TECO | 4 | 45 | WOOD | N | LIGHTING | 2002859 | #NAME? | N/A | 13
TECO | 4 | 45 | WOOD | Y | LIGHTING | 2002843 | #NAME? | N/A | 1
TECO | 4 | 45 | WOOD | Y | LIGHTING | 2002859 | #NAME? | N/A | 271
TECO | 5 | 30 | WOOD | N | LIGHTING | 2002836 | #NAME? | N/A | 1
TECO | 5 | 30 | WOOD | Y | LIGHTING | 2002836 | #NAME? | N/A | 40
TECO | 5 | 35 | WOOD | Y | LIGHTING | - | #NAME? | N/A | 17
TECO | 5 | 40 | WOOD | Y | LIGHTING | 2002847 | #NAME? | N/A | 4
TECO | 6 | 25 | WOOD | Y | LIGHTING | - | #NAME? | N/A | 5
TECO | 6 | 30 | CONCRETE | Y | LIGHTING | - | #NAME? | N/A | 3
TECO | 6 | 30 | OTHER | Y | LIGHTING | - | #NAME? | N/A | 2
TECO | 6 | 30 | STEEL | Y | LIGHTING | - | #NAME? | N/A | 1
TECO | 6 | 30 | WOOD | N | LIGHTING | 2002830 | #NAME? | N/A | 7
TECO | 6 | 30 | WOOD | N | LIGHTING | 2002836 | #NAME? | N/A | 282
TECO | 6 | 30 | WOOD | Y | LIGHTING | - | #NAME? | N/A | 4
TECO | 6 | 30 | WOOD | Y | LIGHTING | 2002830 | #NAME? | N/A | 241
TECO | 6 | 30 | WOOD | Y | LIGHTING | 2002836 | #NAME? | N/A | 15866
TECO | 6 | 30 | WOOD | Y | LIGHTING | 2002881 | #NAME? | N/A | 1
TECO | 6 | 30 | WOOD |  | LIGHTING | 2002836 | #NAME? | N/A | 1
TECO | 6 | 30 |  | N | LIGHTING | 2002836 | #NAME? | N/A | 1
TECO | 6 | 30 |  | Y | LIGHTING | 2002836 | #NAME? | N/A | 53
TECO | 6 | 35 | CONCRETE | Y | LIGHTING | - | #NAME? | N/A | 11
TECO | 6 | 35 | OTHER | Y | LIGHTING | - | #NAME? | N/A | 3
TECO | 6 | 35 | STEEL | Y | LIGHTING | - | #NAME? | N/A | 1
TECO | 6 | 35 | WOOD | N | LIGHTING | 2002843 | #NAME? | N/A | 82
TECO | 6 | 35 | WOOD | Y | LIGHTING | 2002821 | #NAME? | N/A | 125
TECO | 6 | 35 | WOOD | Y | LIGHTING | 2002843 | #NAME? | N/A | 8524
TECO | 6 | 35 | WOOD | Y | LIGHTING |  | #NAME? | N/A | 2
TECO | 6 | 35 | WOOD |  | LIGHTING | 2002843 | #NAME? | N/A | 1
TECO | 6 | 35 |  | N | LIGHTING | 2002843 | #NAME? | N/A | 3
TECO | 6 | 35 |  | Y | LIGHTING | 2002843 | #NAME? | N/A | 11
TECO | 6 | 36 | WOOD | Y | LIGHTING | - | #NAME? | N/A | 1
TECO | 6 | 40 | WOOD | Y | LIGHTING | 2002847 | #NAME? | N/A | 7
TECO | 6 | 45 | WOOD | Y | LIGHTING | 2002859 | #NAME? | N/A | 1
TECO | H1 | 35 | STEEL | Y | LIGHTING | 2133584 | #NAME? | N/A | 42
TECO | H1 | 35 | STEEL | Y | LIGHTING | 2133585 | #NAME? | N/A | 31
TECO | H1 | 45 | CONCRETE | N | LIGHTING | 2131245 | #NAME? | N/A | 6
TECO | H1 | 50 | CONCRETE | N | LIGHTING | 2131698 | #NAME? | N/A | 1
TECO | H3 | 50 | IRON | N | LIGHTING | 2132797 | #NAME? | N/A | 1
TECO |  |  |  | Y | LIGHTING |  | #NAME? | N/A | 1
TECO | - | - | - | N | PRIMARY | - | #NAME? | PRIMARY | 1034
TECO | - | - | - | N | PRIMARY |  | #NAME? | PRIMARY | 1
TECO | - | - | - | Y | PRIMARY | - | #NAME? | PRIMARY | 1
TECO | - | - | WOOD | N | PRIMARY | - | #NAME? | PRIMARY | 9
TECO | - | - |  | N | PRIMARY | - | #NAME? | PRIMARY | 4
TECO | - | 120 | CONCRETE | N | PRIMARY | - | #NAME? | PRIMARY | 1
TECO | - | 120 | STEEL | N | PRIMARY | - | #NAME? | PRIMARY | 2
TECO | - | 16 | ALUMINUM | N | PRIMARY | 2005687 | #NAME? | PRIMARY | 1
TECO | - | 30 | STEEL | N | PRIMARY | - | #NAME? | PRIMARY | 1
TECO | - | 35 | CONCRETE | N | PRIMARY | - | #NAME? | PRIMARY | 8
TECO | - | 40 | CONCRETE | N | PRIMARY | - | #NAME? | PRIMARY | 17
TECO | - | 40 | CONCRETE |  | PRIMARY | - | #NAME? | PRIMARY | 1
TECO | - | 40 | WOOD | N | PRIMARY | - | #NAME? | PRIMARY | 2
TECO | - | 45 | CONCRETE | N | PRIMARY | - | #NAME? | PRIMARY | 54
TECO | - | 45 | CONCRETE | N | PRIMARY | 2002855 | #NAME? | PRIMARY | 16
TECO | - | 45 | WOOD | N | PRIMARY | - | #NAME? | PRIMARY | 2
TECO | - | 50 | CONCRETE | N | PRIMARY | - | #NAME? | PRIMARY | 6
TECO | - | 50 | CONCRETE | N | PRIMARY | 2002869 | #NAME? | PRIMARY | 20
TECO | - | 50 | CONCRETE | N | PRIMARY | 2002877 | #NAME? | PRIMARY | 9
TECO | - | 50 | WOOD | N | PRIMARY | - | #NAME? | PRIMARY | 1
TECO | - | 50 |  | N | PRIMARY | 2002869 | #NAME? | PRIMARY | 1
TECO | - | 55 | CONCRETE | N | PRIMARY | 2002855 | #NAME? | PRIMARY | 11
TECO | - | 55 | CONCRETE | N | PRIMARY | 2002856 | #NAME? | PRIMARY | 3
TECO | - | 55 | CONCRETE | N | PRIMARY | 2002872 | #NAME? | PRIMARY | 16
TECO | - | 55 | CONCRETE | N | PRIMARY | 2002874 | #NAME? | PRIMARY | 5
TECO | - | 55 | CONCRETE | N | PRIMARY | 2002877 | #NAME? | PRIMARY | 24
TECO | - | 55- | CONCRETE | N | PRIMARY | 2002855 | #NAME? | PRIMARY | 1
TECO | - | 60 | CONCRETE | N | PRIMARY | - | #NAME? | PRIMARY | 3
TECO | - | 60 | CONCRETE | N | PRIMARY | 2002874 | #NAME? | PRIMARY | 2
TECO | - | 60 | CONCRETE | N | PRIMARY | 2002875 | #NAME? | PRIMARY | 3
TECO | - | 62 | - | N | PRIMARY | - | #NAME? | PRIMARY | 1
TECO | - | 65 | CONCRETE | N | PRIMARY | - | #NAME? | PRIMARY | 1
TECO | - | 65 | CONCRETE | N | PRIMARY | 2002883 | #NAME? | PRIMARY | 1
TECO | - | 70 | CONCRETE | N | PRIMARY | - | #NAME? | PRIMARY | 4
TECO | - | 70 | STEEL | N | PRIMARY | - | #NAME? | PRIMARY | 7
TECO | - | 75 | - | N | PRIMARY | - | #NAME? | PRIMARY | 1
TECO | - | 75 | CONCRETE | N | PRIMARY | - | #NAME? | PRIMARY | 2
TECO | - | 80 | CONCRETE | N | PRIMARY | - | #NAME? | PRIMARY | 1
TECO | - | 80 | CONCRETE | N | PRIMARY | 2002903 | #NAME? | PRIMARY | 4
TECO | - | 85 | CONCRETE | N | PRIMARY | - | #NAME? | PRIMARY | 18
TECO | - | 85 | STEEL | N | PRIMARY | 2003044 | #NAME? | PRIMARY | 4
TECO | - | 85 | WOOD | N | PRIMARY | - | #NAME? | PRIMARY | 1
TECO | - | 95 | STEEL | N | PRIMARY | 2003048 | #NAME? | PRIMARY | 1
TECO | . | 45 | CONCRETE | N | PRIMARY | 2002852 | #NAME? | PRIMARY | 13
TECO | 1 | 30 | CONCRETE | N | PRIMARY | - | #NAME? | PRIMARY | 2
TECO | 1 | 30 | CONCRETE | N | PRIMARY | 2002838 | #NAME? | PRIMARY | 1
TECO | 1 | 30 | FIBERGLASS | N | PRIMARY | 2002824 | #NAME? | PRIMARY | 1
TECO | 1 | 35 | CONCRETE | N | PRIMARY | 2002845 | #NAME? | PRIMARY | 12
TECO | 1 | 35 | CONCRETE | N | PRIMARY |  | #NAME? | PRIMARY | 2
TECO | 1 | 40 | IRON | N | PRIMARY | 2123490 | #NAME? | PRIMARY | 265
TECO | 1 | 40 | IRON | N | PRIMARY | 2131246 | #NAME? | PRIMARY | 1
TECO | 1 | 40 | WOOD | N | PRIMARY | 2002847 | #NAME? | PRIMARY | 6
TECO | 1 | 40 | WOOD | N | PRIMARY | 2002863 | #NAME? | PRIMARY | 7
TECO | 1 | 45 | IRON | N | PRIMARY | 2112349 | #NAME? | PRIMARY | 690
TECO | 1 | 45 | WOOD | N | PRIMARY | - | #NAME? | PRIMARY | 2
TECO | 1 | 45 | WOOD | N | PRIMARY | 2002834 | #NAME? | PRIMARY | 1999
TECO | 1 | 45 | WOOD | N | PRIMARY | 2002835 | #NAME? | PRIMARY | 54
TECO | 1 | 45 | WOOD | N | PRIMARY | 2002857 | #NAME? | PRIMARY | 1
TECO | 1 | 45 | WOOD | N | PRIMARY | 2002858 | #NAME? | PRIMARY | 1
TECO | 1 | 45 | WOOD | N | PRIMARY | 2002866 | #NAME? | PRIMARY | 1
TECO | 1 | 45 | WOOD | N | PRIMARY | 2003117 | #NAME? | PRIMARY | 1
TECO | 1 | 45 | WOOD | N | PRIMARY | 2131214 | #NAME? | PRIMARY | 1
TECO | 1 | 45 | WOOD | N | PRIMARY |  | #NAME? | PRIMARY | 3
TECO | 1 | 45 | WOOD |  | PRIMARY | 2002834 | #NAME? | PRIMARY | 3
TECO | 1 | 45 |  | N | PRIMARY | 2002834 | #NAME? | PRIMARY | 10
TECO | 1 | 45 |  | N | PRIMARY | 2112349 | #NAME? | PRIMARY | 2
TECO | 1 | 50 | CONCRETE | N | PRIMARY | 2002869 | #NAME? | PRIMARY | 10
TECO | 1 | 50 | IRON | N | PRIMARY | 2112348 | #NAME? | PRIMARY | 255
TECO | 1 | 50 | IRON | N | PRIMARY | 2123490 | #NAME? | PRIMARY | 1
TECO | 1 | 50 | IRON | N | PRIMARY | 2131698 | #NAME? | PRIMARY | 1
TECO | 1 | 50 | WOOD | N | PRIMARY | 2002834 | #NAME? | PRIMARY | 1
TECO | 1 | 50 | WOOD | N | PRIMARY | 2002835 | #NAME? | PRIMARY | 758
TECO | 1 | 50 | WOOD | N | PRIMARY | 2002863 | #NAME? | PRIMARY | 2158
TECO | 1 | 50 | WOOD | N | PRIMARY | 2002866 | #NAME? | PRIMARY | 1
TECO | 1 | 50 | WOOD | N | PRIMARY | 2002871 | #NAME? | PRIMARY | 7
TECO | 1 | 50 | WOOD | N | PRIMARY | 2003117 | #NAME? | PRIMARY | 13
TECO | 1 | 50 | WOOD | N | PRIMARY | 2131214 | #NAME? | PRIMARY | 2
TECO | 1 | 50 | WOOD | N | PRIMARY |  | #NAME? | PRIMARY | 39
TECO | 1 | 50 | WOOD | Y | PRIMARY | 2002835 | #NAME? | PRIMARY | 1
TECO | 1 | 50 | WOOD | Y | PRIMARY | 2002863 | #NAME? | PRIMARY | 1
TECO | 1 | 50 | WOOD |  | PRIMARY | 2002863 | #NAME? | PRIMARY | 1
TECO | 1 | 50 |  | N | PRIMARY | 2002835 | #NAME? | PRIMARY | 9
TECO | 1 | 50 |  | N | PRIMARY | 2002863 | #NAME? | PRIMARY | 52
TECO | 1 | 50 |  | N | PRIMARY | 2112348 | #NAME? | PRIMARY | 1
TECO | 1 | 53 | IRON | N | PRIMARY | 2124960 | #NAME? | PRIMARY | 23
TECO | 1 | 55 | CONCRETE | N | PRIMARY | - | #NAME? | PRIMARY | 1
TECO | 1 | 55 | STEEL | N | PRIMARY | 2127390 | #NAME? | PRIMARY | 1
TECO | 1 | 55 | WOOD | N | PRIMARY | 2002866 | #NAME? | PRIMARY | 406
TECO | 1 | 55 | WOOD | N | PRIMARY | 2003117 | #NAME? | PRIMARY | 139
TECO | 1 | 55 | WOOD | N | PRIMARY |  | #NAME? | PRIMARY | 2
TECO | 1 | 55 |  | N | PRIMARY | 2002866 | #NAME? | PRIMARY | 5
TECO | 1 | 55 |  | N | PRIMARY | 2003117 | #NAME? | PRIMARY | 3
TECO | 1 | 60 | WOOD | N | PRIMARY | 2002871 | #NAME? | PRIMARY | 75
TECO | 1 | 60 |  | N | PRIMARY | 2002871 | #NAME? | PRIMARY | 3
TECO | 1 | 65 | CONCRETE | N | PRIMARY | - | #NAME? | PRIMARY | 1
TECO | 1 | 65 | WOOD | N | PRIMARY | - | #NAME? | PRIMARY | 2
TECO | 1 | 65 | WOOD | N | PRIMARY | 2002881 | #NAME? | PRIMARY | 12
TECO | 1 | 70 | CONCRETE | N | PRIMARY | - | #NAME? | PRIMARY | 2
TECO | 1 | 70 | WOOD | N | PRIMARY | - | #NAME? | PRIMARY | 4
TECO | 1 | 75 | CONCRETE | N | PRIMARY | - | #NAME? | PRIMARY | 1
TECO | 1 | 75 | WOOD | N | PRIMARY | - | #NAME? | PRIMARY | 2
TECO | 1 | 80 | CONCRETE | N | PRIMARY | - | #NAME? | PRIMARY | 1
TECO | 1 | 85 | CONCRETE | N | PRIMARY | - | #NAME? | PRIMARY | 5
TECO | 2 | 30 | WOOD | N | PRIMARY | 2002836 | #NAME? | PRIMARY | 1
TECO | 2 | 35 | CONCRETE | N | PRIMARY | 2002846 | #NAME? | PRIMARY | 5
TECO | 2 | 35 | WOOD | N | PRIMARY | 2002857 | #NAME? | PRIMARY | 2
TECO | 2 | 40 | WOOD | N | PRIMARY | 2002828 | #NAME? | PRIMARY | 68
TECO | 2 | 40 | WOOD | N | PRIMARY | 2002847 | #NAME? | PRIMARY | 15
TECO | 2 | 40 | WOOD | N | PRIMARY | 2002857 | #NAME? | PRIMARY | 7389
TECO | 2 | 40 | WOOD | N | PRIMARY | 2002858 | #NAME? | PRIMARY | 3
TECO | 2 | 40 | WOOD | N | PRIMARY |  | #NAME? | PRIMARY | 6
| 2 | 40 | WOOD | N | PRIMARY | 2002857 | #NAME? | PRIMARY | 2
TECO | 2 | 40 | WOOD | Y | PRIMARY | 2002857 | #NAME? | PRIMARY | 9
TECO | 2 | 40 | WOOD |  | PRIMARY | 2002857 | #NAME? | PRIMARY | 17
TECO | 2 | 40 |  | N | PRIMARY | 2002857 | #NAME? | PRIMARY | 57
TECO | 2 | 40 |  |  | PRIMARY | 2002857 | #NAME? | PRIMARY | 1
TECO | 2 | 45 | CONCRETE | N | PRIMARY | 2002895 | #NAME? | PRIMARY | 44
TECO | 2 | 45 | WOOD | N | PRIMARY | 2002826 | #NAME? | PRIMARY | 46
TECO | 2 | 45 | WOOD | N | PRIMARY | 2002857 | #NAME? | PRIMARY | 2
TECO | 2 | 45 | WOOD | N | PRIMARY | 2002858 | #NAME? | PRIMARY | 8094
TECO | 2 | 45 | WOOD | N | PRIMARY |  | #NAME? | PRIMARY | 34
TECO | 2 | 45 | WOOD | Y | PRIMARY | 2002858 | #NAME? | PRIMARY | 1
TECO | 2 | 45 | WOOD |  | PRIMARY | 2002858 | #NAME? | PRIMARY | 37
TECO | 2 | 45 |  | N | PRIMARY | 2002826 | #NAME? | PRIMARY | 3
TECO | 2 | 45 |  | N | PRIMARY | 2002858 | #NAME? | PRIMARY | 110
TECO | 2 | 50 | WOOD | N | PRIMARY | 2002863 | #NAME? | PRIMARY | 22
TECO | 2 | 55 | WOOD | N | PRIMARY | 2002866 | #NAME? | PRIMARY | 3
TECO | 2 | 65 | WOOD | N | PRIMARY | - | #NAME? | PRIMARY | 3
TECO | 3 | 30 | WOOD | N | PRIMARY | 2002836 | #NAME? | PRIMARY | 1
TECO | 3 | 40 | CONCRETE | N | PRIMARY | - | #NAME? | PRIMARY | 16
TECO | 3 | 40 | CONCRETE | N | PRIMARY | 2002849 | #NAME? | PRIMARY | 169
TECO | 3 | 40 | WOOD | N | PRIMARY | 2002847 | #NAME? | PRIMARY | 5
TECO | 3 | 40 | WOOD | N | PRIMARY | 2002860 | #NAME? | PRIMARY | 1
TECO | 3 | 40 |  | N | PRIMARY | 2002849 | #NAME? | PRIMARY | 3
TECO | 3 | 45 | CONCRETE | N | PRIMARY | 2002862 | #NAME? | PRIMARY | 508
TECO | 3 | 45 | CONCRETE | N | PRIMARY | 2002863 | #NAME? | PRIMARY | 1
TECO | 3 | 45 | CONCRETE | N | PRIMARY | 2002896 | #NAME? | PRIMARY | 3
TECO | 3 | 45 | CONCRETE | N | PRIMARY | 2113986 | #NAME? | PRIMARY | 233
TECO | 3 | 45 | CONCRETE | N | PRIMARY |  | #NAME? | PRIMARY | 155
TECO | 3 | 45 | CONCRETE | Y | PRIMARY | 2002862 | #NAME? | PRIMARY | 1
TECO | 3 | 45 | WOOD | N | PRIMARY | 2002859 | #NAME? | PRIMARY | 1
TECO | 3 | 45 | WOOD | N | PRIMARY | 2002860 | #NAME? | PRIMARY | 2676
TECO | 3 | 45 | WOOD | N | PRIMARY |  | #NAME? | PRIMARY | 2
| 3 | 45 | WOOD | N | PRIMARY | 2002860 | #NAME? | PRIMARY | 1
TECO | 3 | 45 | WOOD | Y | PRIMARY | 2002860 | #NAME? | PRIMARY | 1
TECO | 3 | 45 | WOOD |  | PRIMARY | 2002860 | #NAME? | PRIMARY | 4
TECO | 3 | 45 |  | N | PRIMARY | 2002860 | #NAME? | PRIMARY | 36
TECO | 3 | 45 |  | N | PRIMARY | 2002862 | #NAME? | PRIMARY | 3
TECO | 3 | 45 |  | N | PRIMARY | 2113986 | #NAME? | PRIMARY | 1
TECO | 3 | 45 |  | N | PRIMARY |  | #NAME? | PRIMARY | 3
TECO | 3 | 50 | CONCRETE | N | PRIMARY | - | #NAME? | PRIMARY | 3
TECO | 3 | 50 | CONCRETE | N | PRIMARY | 2002869 | #NAME? | PRIMARY | 15
TECO | 3 | 50 | WOOD | N | PRIMARY | 2002863 | #NAME? | PRIMARY | 2
TECO | 3 | 55 | WOOD | N | PRIMARY | 2002866 | #NAME? | PRIMARY | 1
TECO | 3 | 85 | CONCRETE | N | PRIMARY | - | #NAME? | PRIMARY | 3
TECO | 4 | - | WOOD | N | PRIMARY | - | #NAME? | PRIMARY | 2
TECO | 4 | 30 | WOOD | N | PRIMARY | 2002836 | #NAME? | PRIMARY | 2
TECO | 4 | 30 | WOOD | N | PRIMARY | 2002837 | #NAME? | PRIMARY | 20
TECO | 4 | 35 | CONCRETE | N | PRIMARY | 2002839 | #NAME? | PRIMARY | 1
TECO | 4 | 35 | WOOD | N | PRIMARY | 2002823 | #NAME? | PRIMARY | 11
TECO | 4 | 35 | WOOD | N | PRIMARY | 2002842 | #NAME? | PRIMARY | 612
TECO | 4 | 35 | WOOD | Y | PRIMARY | 2002842 | #NAME? | PRIMARY | 1
TECO | 4 | 35 | WOOD |  | PRIMARY | 2002842 | #NAME? | PRIMARY | 2
TECO | 4 | 35 |  | N | PRIMARY | 2002842 | #NAME? | PRIMARY | 5
TECO | 4 | 40 | - | N | PRIMARY | 2002847 | #NAME? | PRIMARY | 12
TECO | 4 | 40 | OTHER | N | PRIMARY | - | #NAME? | PRIMARY | 1
TECO | 4 | 40 | WOOD | N | PRIMARY | - | #NAME? | PRIMARY | 1
TECO | 4 | 40 | WOOD | N | PRIMARY | 2002826 | #NAME? | PRIMARY | 106
TECO | 4 | 40 | WOOD | N | PRIMARY | 2002847 | #NAME? | PRIMARY | 10176
TECO | 4 | 40 | WOOD | N | PRIMARY | 2002857 | #NAME? | PRIMARY | 1
TECO | 4 | 40 | WOOD | N | PRIMARY |  | #NAME? | PRIMARY | 11
| 4 | 40 | WOOD | N | PRIMARY | 2002847 | #NAME? | PRIMARY | 2
TECO | 4 | 40 | WOOD | Y | PRIMARY | 2002847 | #NAME? | PRIMARY | 11
TECO | 4 | 40 | WOOD |  | PRIMARY | 2002847 | #NAME? | PRIMARY | 21
TECO | 4 | 40 |  | N | PRIMARY | 2002847 | #NAME? | PRIMARY | 355
TECO | 4 | 40 |  | N | PRIMARY |  | #NAME? | PRIMARY | 10
TECO | 4 | 40 |  | Y | PRIMARY | 2002847 | #NAME? | PRIMARY | 1
TECO | 4 | 40 |  |  | PRIMARY | 2002847 | #NAME? | PRIMARY | 2
TECO | 4 | 400 | WOOD | N | PRIMARY | - | #NAME? | PRIMARY | 2
TECO | 4 | 45 | CONCRETE | N | PRIMARY |  | #NAME? | PRIMARY | 5
TECO | 4 | 45 | WOOD | N | PRIMARY | - | #NAME? | PRIMARY | 1
TECO | 4 | 45 | WOOD | N | PRIMARY | 2002858 | #NAME? | PRIMARY | 1
TECO | 4 | 45 | WOOD | N | PRIMARY | 2002859 | #NAME? | PRIMARY | 3060
TECO | 4 | 45 | WOOD | N | PRIMARY |  | #NAME? | PRIMARY | 1
TECO | 4 | 45 | WOOD | Y | PRIMARY | 2002859 | #NAME? | PRIMARY | 1
TECO | 4 | 45 | WOOD |  | PRIMARY | 2002859 | #NAME? | PRIMARY | 4
TECO | 4 | 45 |  | N | PRIMARY | 2002859 | #NAME? | PRIMARY | 14
TECO | 4 | 55 | WOOD | N | PRIMARY | 2002866 | #NAME? | PRIMARY | 1
TECO | 4 | 90 | WOOD | N | PRIMARY | - | #NAME? | PRIMARY | 1
TECO | 5 | 35 | WOOD | N | PRIMARY | - | #NAME? | PRIMARY | 4
TECO | 5 | 40 | WOOD | N | PRIMARY | 2002847 | #NAME? | PRIMARY | 15
TECO | 5 | 40 |  | N | PRIMARY | 2002847 | #NAME? | PRIMARY | 1
TECO | 5 | 45 | WOOD | N | PRIMARY | 2002859 | #NAME? | PRIMARY | 2
TECO | 6 | - | WOOD | N | PRIMARY | - | #NAME? | PRIMARY | 1
TECO | 6 | 30 | - | N | PRIMARY | - | #NAME? | PRIMARY | 1
TECO | 6 | 30 | WOOD | N | PRIMARY | 2002836 | #NAME? | PRIMARY | 260
TECO | 6 | 30 |  | N | PRIMARY | 2002836 | #NAME? | PRIMARY | 1
TECO | 6 | 35 | WOOD | N | PRIMARY | 2002821 | #NAME? | PRIMARY | 1
TECO | 6 | 35 | WOOD | N | PRIMARY | 2002843 | #NAME? | PRIMARY | 163
TECO | 6 | 35 | WOOD | N | PRIMARY |  | #NAME? | PRIMARY | 2
TECO | 6 | 35 | WOOD |  | PRIMARY | 2002843 | #NAME? | PRIMARY | 1
TECO | 6 | 40 | WOOD | N | PRIMARY | 2002847 | #NAME? | PRIMARY | 5
TECO | 6 | 45 | WOOD | N | PRIMARY | 2002859 | #NAME? | PRIMARY | 1
TECO | H1 | 40 | CONCRETE | N | PRIMARY | 2131246 | #NAME? | PRIMARY | 113
TECO | H1 | 45 | CONCRETE | N | PRIMARY | 2002858 | #NAME? | PRIMARY | 1
TECO | H1 | 45 | CONCRETE | N | PRIMARY | 2131245 | #NAME? | PRIMARY | 871
TECO | H1 | 45 | CONCRETE | N | PRIMARY | 2131246 | #NAME? | PRIMARY | 2
TECO | H1 | 45 | IRON | N | PRIMARY | 2132798 | #NAME? | PRIMARY | 44
TECO | H1 | 45 | WOOD | N | PRIMARY | 2131214 | #NAME? | PRIMARY | 175
TECO | H1 | 45 |  | N | PRIMARY | 2131214 | #NAME? | PRIMARY | 1
TECO | H1 | 45 |  | N | PRIMARY | 2131245 | #NAME? | PRIMARY | 3
TECO | H1 | 50 | CONCRETE | N | PRIMARY | 2131698 | #NAME? | PRIMARY | 94
TECO | H1 | 50 | IRON | N | PRIMARY | 2124959 | #NAME? | PRIMARY | 43
TECO | H1 | 50 | WOOD | N | PRIMARY | 2131275 | #NAME? | PRIMARY | 70
TECO | H1 | 55 | CONCRETE | N | PRIMARY | 2131711 | #NAME? | PRIMARY | 6
TECO | H1 | 60 | CONCRETE | N | PRIMARY | 2131712 | #NAME? | PRIMARY | 4
TECO | H1 | 70 | CONCRETE | N | PRIMARY | 2002890 | #NAME? | PRIMARY | 4
TECO | H2 | 45 | FIBERGLASS | N | PRIMARY | 2002819 | #NAME? | PRIMARY | 2
TECO | H3 | 45 | CONCRETE | N | PRIMARY | 2132811 | #NAME? | PRIMARY | 5
TECO | H3 | 50 | IRON | N | PRIMARY | 2132797 | #NAME? | PRIMARY | 33
TECO | H4 | 55 | CONCRETE | N | PRIMARY | 2131610 | #NAME? | PRIMARY | 2
TECO | H6 | 50 | FIBERGLASS | N | PRIMARY | 2002820 | #NAME? | PRIMARY | 4
TECO | H6 | 55 | IRON | N | PRIMARY | 2132810 | #NAME? | PRIMARY | 8
TECO | - | - | - | N | SECONDARY ONLY | - | #NAME? | SECONDARY | 1
TECO | - | - | CONCRETE | N | SECONDARY ONLY | - | #NAME? | SECONDARY | 1
TECO | - | - | OTHER | N | SECONDARY ONLY | - | #NAME? | SECONDARY | 1
TECO | - | - | WOOD | N | SECONDARY ONLY | - | #NAME? | SECONDARY | 7
TECO | - | 20 | CONCRETE | N | SECONDARY ONLY | - | #NAME? | SECONDARY | 1
TECO | - | 25 | CONCRETE | N | SECONDARY ONLY | - | #NAME? | SECONDARY | 1
TECO | - | 25 | WOOD | N | SECONDARY ONLY | - | #NAME? | SECONDARY | 1
TECO | - | 30 | CONCRETE | N | SECONDARY ONLY | - | #NAME? | SECONDARY | 33
TECO | - | 30 | CONCRETE |  | SECONDARY ONLY | - | #NAME? | SECONDARY | 1
TECO | - | 30 | OTHER | N | SECONDARY ONLY | - | #NAME? | SECONDARY | 8
TECO | - | 30 | STEEL | N | SECONDARY ONLY | - | #NAME? | SECONDARY | 15
TECO | - | 30 | WOOD | N | SECONDARY ONLY | - | #NAME? | SECONDARY | 5
TECO | - | 35 | CONCRETE | N | SECONDARY ONLY | - | #NAME? | SECONDARY | 790
TECO | - | 35 | CONCRETE |  | SECONDARY ONLY | - | #NAME? | SECONDARY | 2
TECO | - | 35 | OTHER | N | SECONDARY ONLY | - | #NAME? | SECONDARY | 7
TECO | - | 35 | STEEL | N | SECONDARY ONLY | - | #NAME? | SECONDARY | 44
TECO | - | 35 | WOOD | N | SECONDARY ONLY | - | #NAME? | SECONDARY | 2
TECO | - | 40 | CONCRETE | N | SECONDARY ONLY | - | #NAME? | SECONDARY | 78
TECO | - | 40 | STEEL | N | SECONDARY ONLY | - | #NAME? | SECONDARY | 3
TECO | - | 40 | WOOD | N | SECONDARY ONLY | - | #NAME? | SECONDARY | 1
TECO | - | 45 | CONCRETE | N | SECONDARY ONLY | - | #NAME? | SECONDARY | 46
TECO | - | 55 | STEEL | N | SECONDARY ONLY | - | #NAME? | SECONDARY | 2
TECO | - | 65 | CONCRETE | N | SECONDARY ONLY | - | #NAME? | SECONDARY | 1
TECO | - | 75 | CONCRETE | N | SECONDARY ONLY | - | #NAME? | SECONDARY | 1
TECO | - | 85 | STEEL | N | SECONDARY ONLY | - | #NAME? | SECONDARY | 1
TECO | 1 | 30 | CONCRETE | N | SECONDARY ONLY | 2002838 | #NAME? | SECONDARY | 4
TECO | 1 | 30 | FIBERGLASS | N | SECONDARY ONLY | 2002824 | #NAME? | SECONDARY | 2
TECO | 1 | 30 | WOOD | N | SECONDARY ONLY | - | #NAME? | SECONDARY | 3
TECO | 1 | 35 | CONCRETE | N | SECONDARY ONLY | 2002844 | #NAME? | SECONDARY | 1
TECO | 1 | 35 | CONCRETE | N | SECONDARY ONLY | 2002845 | #NAME? | SECONDARY | 57
TECO | 1 | 35 | CONCRETE | N | SECONDARY ONLY |  | #NAME? | SECONDARY | 5
TECO | 1 | 35 | WOOD | N | SECONDARY ONLY | - | #NAME? | SECONDARY | 4
TECO | 1 | 35 |  | N | SECONDARY ONLY | 2002845 | #NAME? | SECONDARY | 3
TECO | 1 | 40 | IRON | N | SECONDARY ONLY | 2123490 | #NAME? | SECONDARY | 8
TECO | 1 | 45 | IRON | N | SECONDARY ONLY | 2112349 | #NAME? | SECONDARY | 1
TECO | 1 | 45 | WOOD | N | SECONDARY ONLY | 2002834 | #NAME? | SECONDARY | 45
TECO | 1 | 45 | WOOD | N | SECONDARY ONLY | 2002835 | #NAME? | SECONDARY | 1
TECO | 1 | 45 |  | N | SECONDARY ONLY | 2002834 | #NAME? | SECONDARY | 1
TECO | 1 | 50 | CONCRETE | N | SECONDARY ONLY | 2002869 | #NAME? | SECONDARY | 2
TECO | 1 | 50 | WOOD | N | SECONDARY ONLY | 2002835 | #NAME? | SECONDARY | 11
TECO | 1 | 50 | WOOD | N | SECONDARY ONLY | 2002863 | #NAME? | SECONDARY | 41
TECO | 1 | 50 |  | N | SECONDARY ONLY | 2002835 | #NAME? | SECONDARY | 1
TECO | 1 | 55 | WOOD | N | SECONDARY ONLY | 2002866 | #NAME? | SECONDARY | 5
TECO | 1 | 55 | WOOD | N | SECONDARY ONLY | 2003117 | #NAME? | SECONDARY | 1
TECO | 1 | 60 | WOOD | N | SECONDARY ONLY | - | #NAME? | SECONDARY | 2
TECO | 1 | 60 | WOOD | N | SECONDARY ONLY | 2002871 | #NAME? | SECONDARY | 2
TECO | 1 | 65 | WOOD | N | SECONDARY ONLY | - | #NAME? | SECONDARY | 3
TECO | 1 | 70 | WOOD | N | SECONDARY ONLY | - | #NAME? | SECONDARY | 5
TECO | 1 | 75 | CONCRETE | N | SECONDARY ONLY | - | #NAME? | SECONDARY | 1
TECO | 1 | 75 | OTHER | N | SECONDARY ONLY | - | #NAME? | SECONDARY | 1
TECO | 1 | 75 | WOOD | N | SECONDARY ONLY | - | #NAME? | SECONDARY | 1
TECO | 2 | 25 | WOOD | N | SECONDARY ONLY | - | #NAME? | SECONDARY | 1
TECO | 2 | 30 | WOOD | N | SECONDARY ONLY | 2002836 | #NAME? | SECONDARY | 10
TECO | 2 | 35 | CONCRETE | N | SECONDARY ONLY | 2002846 | #NAME? | SECONDARY | 8
TECO | 2 | 35 | WOOD | N | SECONDARY ONLY | - | #NAME? | SECONDARY | 19
TECO | 2 | 35 | WOOD | N | SECONDARY ONLY | 2002857 | #NAME? | SECONDARY | 16
TECO | 2 | 40 | WOOD | N | SECONDARY ONLY | 2002828 | #NAME? | SECONDARY | 38
TECO | 2 | 40 | WOOD | N | SECONDARY ONLY | 2002847 | #NAME? | SECONDARY | 16
TECO | 2 | 40 | WOOD | N | SECONDARY ONLY | 2002857 | #NAME? | SECONDARY | 825
TECO | 2 | 40 | WOOD | N | SECONDARY ONLY | 2002858 | #NAME? | SECONDARY | 1
TECO | 2 | 40 | WOOD |  | SECONDARY ONLY | 2002857 | #NAME? | SECONDARY | 1
TECO | 2 | 40 |  | N | SECONDARY ONLY | 2002857 | #NAME? | SECONDARY | 11
TECO | 2 | 45 | WOOD | N | SECONDARY ONLY | 2002826 | #NAME? | SECONDARY | 3
TECO | 2 | 45 | WOOD | N | SECONDARY ONLY | 2002858 | #NAME? | SECONDARY | 215
TECO | 2 | 45 |  | N | SECONDARY ONLY | 2002858 | #NAME? | SECONDARY | 1
TECO | 2 | 50 | WOOD | N | SECONDARY ONLY | 2002863 | #NAME? | SECONDARY | 5
TECO | 2 | 55 | WOOD | N | SECONDARY ONLY | 2002866 | #NAME? | SECONDARY | 1
TECO | 2 | 60 | WOOD | N | SECONDARY ONLY | - | #NAME? | SECONDARY | 4
TECO | 2 | 65 | WOOD | N | SECONDARY ONLY | - | #NAME? | SECONDARY | 3
TECO | 2 | 75 | WOOD | N | SECONDARY ONLY | - | #NAME? | SECONDARY | 1
TECO | 3 | 30 | WOOD | N | SECONDARY ONLY | 2002836 | #NAME? | SECONDARY | 12
TECO | 3 | 35 | WOOD | N | SECONDARY ONLY | - | #NAME? | SECONDARY | 35
TECO | 3 | 40 | CONCRETE | N | SECONDARY ONLY | 2002849 | #NAME? | SECONDARY | 3
TECO | 3 | 40 | WOOD | N | SECONDARY ONLY | 2002847 | #NAME? | SECONDARY | 8
TECO | 3 | 40 | WOOD | N | SECONDARY ONLY | 2002860 | #NAME? | SECONDARY | 4
TECO | 3 | 40 |  | N | SECONDARY ONLY | 2002849 | #NAME? | SECONDARY | 1
TECO | 3 | 45 | CONCRETE | N | SECONDARY ONLY | 2002862 | #NAME? | SECONDARY | 5
TECO | 3 | 45 | CONCRETE | N | SECONDARY ONLY | 2113986 | #NAME? | SECONDARY | 2
TECO | 3 | 45 | CONCRETE | N | SECONDARY ONLY |  | #NAME? | SECONDARY | 1
TECO | 3 | 45 | WOOD | N | SECONDARY ONLY | 2002860 | #NAME? | SECONDARY | 133
TECO | 3 | 55 | WOOD | N | SECONDARY ONLY | 2002866 | #NAME? | SECONDARY | 1
TECO | 3 | 60 | WOOD | N | SECONDARY ONLY | - | #NAME? | SECONDARY | 1
TECO | 3 | 65 | WOOD | N | SECONDARY ONLY | - | #NAME? | SECONDARY | 1
TECO | 4 | 20 | WOOD | N | SECONDARY ONLY | - | #NAME? | SECONDARY | 2
TECO | 4 | 25 | WOOD | N | SECONDARY ONLY | - | #NAME? | SECONDARY | 4
TECO | 4 | 30 | - | N | SECONDARY ONLY | 2002836 | #NAME? | SECONDARY | 1
TECO | 4 | 30 | OTHER | N | SECONDARY ONLY | - | #NAME? | SECONDARY | 1
TECO | 4 | 30 | STEEL | N | SECONDARY ONLY | - | #NAME? | SECONDARY | 1
TECO | 4 | 30 | WOOD | N | SECONDARY ONLY | 2002823 | #NAME? | SECONDARY | 3
TECO | 4 | 30 | WOOD | N | SECONDARY ONLY | 2002836 | #NAME? | SECONDARY | 396
TECO | 4 | 30 | WOOD | N | SECONDARY ONLY | 2002837 | #NAME? | SECONDARY | 188
TECO | 4 | 30 | WOOD | N | SECONDARY ONLY | 2002842 | #NAME? | SECONDARY | 6
TECO | 4 | 30 | WOOD | Y | SECONDARY ONLY | 2002837 | #NAME? | SECONDARY | 5
TECO | 4 | 30 | WOOD |  | SECONDARY ONLY | 2002837 | #NAME? | SECONDARY | 2
TECO | 4 | 30 |  | N | SECONDARY ONLY | 2002836 | #NAME? | SECONDARY | 3
TECO | 4 | 30 |  | N | SECONDARY ONLY | 2002837 | #NAME? | SECONDARY | 2
TECO | 4 | 35 | - | N | SECONDARY ONLY | 2002842 | #NAME? | SECONDARY | 14
TECO | 4 | 35 | CONCRETE | N | SECONDARY ONLY | 2002839 | #NAME? | SECONDARY | 3
TECO | 4 | 35 | CONCRETE | N | SECONDARY ONLY |  | #NAME? | SECONDARY | 15
TECO | 4 | 35 | FIBERGLASS | N | SECONDARY ONLY | 2002829 | #NAME? | SECONDARY | 3
TECO | 4 | 35 | OTHER | N | SECONDARY ONLY | - | #NAME? | SECONDARY | 20
TECO | 4 | 35 | WOOD | N | SECONDARY ONLY | 2002823 | #NAME? | SECONDARY | 203
TECO | 4 | 35 | WOOD | N | SECONDARY ONLY | 2002836 | #NAME? | SECONDARY | 1
TECO | 4 | 35 | WOOD | N | SECONDARY ONLY | 2002842 | #NAME? | SECONDARY | 18580
TECO | 4 | 35 | WOOD | N | SECONDARY ONLY | 2002847 | #NAME? | SECONDARY | 5
TECO | 4 | 35 | WOOD | Y | SECONDARY ONLY | 2002842 | #NAME? | SECONDARY | 7
TECO | 4 | 35 | WOOD |  | SECONDARY ONLY | 2002842 | #NAME? | SECONDARY | 5
TECO | 4 | 35 |  | N | SECONDARY ONLY | 2002823 | #NAME? | SECONDARY | 3
TECO | 4 | 35 |  | N | SECONDARY ONLY | 2002842 | #NAME? | SECONDARY | 683
TECO | 4 | 35 |  |  | SECONDARY ONLY | 2002842 | #NAME? | SECONDARY | 1
TECO | 4 | 40 | - | N | SECONDARY ONLY | 2002847 | #NAME? | SECONDARY | 1
TECO | 4 | 40 | CONCRETE | N | SECONDARY ONLY | 2002849 | #NAME? | SECONDARY | 2
TECO | 4 | 40 | OTHER | N | SECONDARY ONLY | - | #NAME? | SECONDARY | 5
TECO | 4 | 40 | STEEL | N | SECONDARY ONLY | - | #NAME? | SECONDARY | 6
TECO | 4 | 40 | WOOD | N | SECONDARY ONLY | 2002826 | #NAME? | SECONDARY | 25
TECO | 4 | 40 | WOOD | N | SECONDARY ONLY | 2002836 | #NAME? | SECONDARY | 1
TECO | 4 | 40 | WOOD | N | SECONDARY ONLY | 2002847 | #NAME? | SECONDARY | 2321
TECO | 4 | 40 | WOOD | Y | SECONDARY ONLY | 2002847 | #NAME? | SECONDARY | 2
TECO | 4 | 40 |  | N | SECONDARY ONLY | 2002847 | #NAME? | SECONDARY | 31
TECO | 4 | 45 | CONCRETE | N | SECONDARY ONLY |  | #NAME? | SECONDARY | 2
TECO | 4 | 45 | WOOD | N | SECONDARY ONLY | 2002859 | #NAME? | SECONDARY | 247
TECO | 4 | 50 | WOOD | N | SECONDARY ONLY | 2002863 | #NAME? | SECONDARY | 1
TECO | 4 | 55 | WOOD | N | SECONDARY ONLY | 2002866 | #NAME? | SECONDARY | 1
TECO | 5 | 20 | WOOD | N | SECONDARY ONLY | - | #NAME? | SECONDARY | 1
TECO | 5 | 25 | WOOD | N | SECONDARY ONLY | - | #NAME? | SECONDARY | 5
TECO | 5 | 30 | WOOD | N | SECONDARY ONLY | 2002836 | #NAME? | SECONDARY | 427
TECO | 5 | 35 | WOOD | N | SECONDARY ONLY | - | #NAME? | SECONDARY | 216
TECO | 5 | 35 | WOOD |  | SECONDARY ONLY | - | #NAME? | SECONDARY | 1
TECO | 5 | 40 | CONCRETE | N | SECONDARY ONLY | - | #NAME? | SECONDARY | 1
TECO | 5 | 40 | WOOD | N | SECONDARY ONLY | 2002847 | #NAME? | SECONDARY | 30
TECO | 5 | 50 | WOOD | N | SECONDARY ONLY | - | #NAME? | SECONDARY | 1
TECO | 6 | 20 | WOOD | N | SECONDARY ONLY | - | #NAME? | SECONDARY | 10
TECO | 6 | 25 | WOOD | N | SECONDARY ONLY | - | #NAME? | SECONDARY | 99
TECO | 6 | 30 | OTHER | N | SECONDARY ONLY | - | #NAME? | SECONDARY | 17
TECO | 6 | 30 | STEEL | N | SECONDARY ONLY | - | #NAME? | SECONDARY | 3
TECO | 6 | 30 | WOOD | N | SECONDARY ONLY | 2002830 | #NAME? | SECONDARY | 11
TECO | 6 | 30 | WOOD | N | SECONDARY ONLY | 2002836 | #NAME? | SECONDARY | 30470
TECO | 6 | 30 | WOOD |  | SECONDARY ONLY | 2002836 | #NAME? | SECONDARY | 28
TECO | 6 | 30 |  | N | SECONDARY ONLY | 2002830 | #NAME? | SECONDARY | 1
TECO | 6 | 30 |  | N | SECONDARY ONLY | 2002836 | #NAME? | SECONDARY | 96
TECO | 6 | 35 | CONCRETE | N | SECONDARY ONLY | - | #NAME? | SECONDARY | 3
TECO | 6 | 35 | OTHER | N | SECONDARY ONLY | - | #NAME? | SECONDARY | 1
TECO | 6 | 35 | STEEL | N | SECONDARY ONLY | - | #NAME? | SECONDARY | 3
TECO | 6 | 35 | WOOD | N | SECONDARY ONLY | 2002821 | #NAME? | SECONDARY | 7
TECO | 6 | 35 | WOOD | N | SECONDARY ONLY | 2002843 | #NAME? | SECONDARY | 7138
TECO | 6 | 35 | WOOD |  | SECONDARY ONLY | 2002843 | #NAME? | SECONDARY | 17
TECO | 6 | 35 |  | N | SECONDARY ONLY | 2002843 | #NAME? | SECONDARY | 11
TECO | 6 | 40 | WOOD | N | SECONDARY ONLY | 2002847 | #NAME? | SECONDARY | 25
TECO | 6 | 45 | WOOD | N | SECONDARY ONLY | 2002859 | #NAME? | SECONDARY | 3
TECO | 6 | 60 | WOOD | N | SECONDARY ONLY | - | #NAME? | SECONDARY | 1
TECO | H1 | 40 | CONCRETE | N | SECONDARY ONLY | 2131246 | #NAME? | SECONDARY | 1
TECO | H1 | 45 | CONCRETE | N | SECONDARY ONLY | 2131245 | #NAME? | SECONDARY | 8
TECO | H1 | 45 | IRON | N | SECONDARY ONLY | 2132798 | #NAME? | SECONDARY | 5
TECO | H1 | 50 | IRON | N | SECONDARY ONLY | 2124959 | #NAME? | SECONDARY | 1
TECO | H1 | 50 | WOOD | N | SECONDARY ONLY | 2131275 | #NAME? | SECONDARY | 1
TECO | H1 | 70 | CONCRETE | N | SECONDARY ONLY | 2002890 | #NAME? | SECONDARY | 1
TECO | - | - | - | N | SPP | - | #NAME? | N/A | 1
TECO | 1 | 50 | WOOD | N | SPP | 2002835 | #NAME? | N/A | 1
TECO | 2 | 40 | WOOD | N | SPP | 2002857 | #NAME? | N/A | 4
TECO | 2 | 45 | WOOD | N | SPP | 2002858 | #NAME? | N/A | 10
TECO | 4 | 35 | WOOD | N | SPP | 2002842 | #NAME? | N/A | 5
TECO | 6 | 30 | WOOD | N | SPP | 2002836 | #NAME? | N/A | 2
TECO | 6 | 30 | WOOD |  | SPP | 2002836 | #NAME? | N/A | 1
TECO | H1 | 45 | CONCRETE | N | SPP | 2131245 | #NAME? | N/A | 8
TECO | H1 | 45 | WOOD | N | SPP | 2131214 | #NAME? | N/A | 1
TECO | H1 | 50 | WOOD | N | SPP | 2131275 | #NAME? | N/A | 1
OUC/TEC | - | - | - | N | STUB | - | #NAME? | N/A | 1
TECO | - | - | - | N | STUB | - | #NAME? | N/A | 1327
| - | - | - | N | STUB | - | #NAME? | N/A | 1
TECO | - | - | - | Y | STUB | - | #NAME? | N/A | 4
TECO | - | - | - |  | STUB | - | #NAME? | N/A | 3
TECO | - | - |  | N | STUB | - | #NAME? | N/A | 3
TECO | - | 120 | STEEL | N | STUB | - | #NAME? | N/A | 1
TECO | - | 16 | ALUMINUM | N | STUB | 2005687 | #NAME? | N/A | 1
TECO | - | 35 | CONCRETE | N | STUB | - | #NAME? | N/A | 1
TECO | - | 40 |  | N | STUB | - | #NAME? | N/A | 1
TECO | - | 45 | CONCRETE | N | STUB | - | #NAME? | N/A | 2
TECO | - | 45 | CONCRETE | N | STUB | 2128855 | #NAME? | N/A | 1
TECO | - | 50 | CONCRETE | N | STUB | 2002869 | #NAME? | N/A | 1
TECO | - | 55 | CONCRETE | N | STUB | 2002855 | #NAME? | N/A | 1
TECO | - | 60 | CONCRETE | N | STUB | 2002875 | #NAME? | N/A | 1
TECO | - | 75 | CONCRETE | N | STUB | - | #NAME? | N/A | 1
TECO | - | 80 | CONCRETE | N | STUB | - | #NAME? | N/A | 1
TECO | 1 | 30 | CONCRETE | N | STUB | 2002838 | #NAME? | N/A | 11
TECO | 1 | 30 | FIBERGLASS | N | STUB | 2002824 | #NAME? | N/A | 1
TECO | 1 | 35 | CONCRETE | N | STUB | 2002845 | #NAME? | N/A | 118
TECO | 1 | 35 | CONCRETE | N | STUB |  | #NAME? | N/A | 13
TECO | 1 | 35 | CONCRETE | Y | STUB | 2002845 | #NAME? | N/A | 2
TECO | 1 | 35 | CONCRETE |  | STUB | 2002845 | #NAME? | N/A | 2
TECO | 1 | 40 | IRON | N | STUB | 2123490 | #NAME? | N/A | 35
TECO | 1 | 45 | IRON | N | STUB | 2002858 | #NAME? | N/A | 1
TECO | 1 | 45 | IRON | N | STUB | 2112349 | #NAME? | N/A | 57
TECO | 1 | 45 | WOOD | N | STUB | 2002834 | #NAME? | N/A | 119
TECO | 1 | 45 | WOOD | N | STUB | 2002835 | #NAME? | N/A | 3
TECO | 1 | 50 | CONCRETE | N | STUB | 2002869 | #NAME? | N/A | 1
TECO | 1 | 50 | IRON | N | STUB | 2112348 | #NAME? | N/A | 8
TECO | 1 | 50 | WOOD | N | STUB | 2002835 | #NAME? | N/A | 52
TECO | 1 | 50 | WOOD | N | STUB | 2002858 | #NAME? | N/A | 1
TECO | 1 | 50 | WOOD | N | STUB | 2002863 | #NAME? | N/A | 42
TECO | 1 | 50 | WOOD | N | STUB | 2003117 | #NAME? | N/A | 2
TECO | 1 | 50 |  | N | STUB | 2002835 | #NAME? | N/A | 6
TECO | 1 | 50 |  | N | STUB | 2002863 | #NAME? | N/A | 4
TECO | 1 | 53 | IRON | N | STUB | 2124960 | #NAME? | N/A | 4
TECO | 1 | 55 | WOOD | N | STUB | 2002866 | #NAME? | N/A | 8
TECO | 1 | 55 | WOOD | N | STUB | 2003117 | #NAME? | N/A | 10
TECO | 1 | 55 |  | N | STUB | 2002866 | #NAME? | N/A | 1
TECO | 1 | 55 |  | N | STUB | 2003117 | #NAME? | N/A | 2
TECO | 1 | 60 | WOOD | N | STUB | 2002871 | #NAME? | N/A | 2
TECO | 1 | 65 | WOOD | N | STUB | 2002881 | #NAME? | N/A | 1
TECO | 2 | 30 | FIBERGLASS | N | STUB | 2002825 | #NAME? | N/A | 1
TECO | 2 | 35 | CONCRETE | N | STUB | - | #NAME? | N/A | 2
TECO | 2 | 35 | CONCRETE | N | STUB | 2002846 | #NAME? | N/A | 39
TECO | 2 | 35 | WOOD | N | STUB | - | #NAME? | N/A | 1
TECO | 2 | 35 | WOOD | N | STUB | 2002857 | #NAME? | N/A | 5
TECO | 2 | 40 | WOOD | N | STUB | 2002826 | #NAME? | N/A | 1
TECO | 2 | 40 | WOOD | N | STUB | 2002828 | #NAME? | N/A | 10
TECO | 2 | 40 | WOOD | N | STUB | 2002857 | #NAME? | N/A | 986
TECO | 2 | 40 | WOOD | N | STUB | 2002858 | #NAME? | N/A | 3
| 2 | 40 | WOOD | N | STUB | 2002857 | #NAME? | N/A | 1
TECO | 2 | 40 | WOOD |  | STUB | 2002828 | #NAME? | N/A | 1
TECO | 2 | 40 |  | N | STUB | 2002857 | #NAME? | N/A | 9
TECO | 2 | 40 |  |  | STUB | 2002857 | #NAME? | N/A | 1
TECO | 2 | 45 | CONCRETE | N | STUB | 2002895 | #NAME? | N/A | 4
TECO | 2 | 45 | WOOD | N | STUB | 2002858 | #NAME? | N/A | 355
TECO | 2 | 45 | WOOD | N | STUB | 2002860 | #NAME? | N/A | 1
TECO | 2 | 45 | WOOD |  | STUB | 2002858 | #NAME? | N/A | 1
TECO | 2 | 45 |  | N | STUB | 2002858 | #NAME? | N/A | 16
TECO | 3 | 35 | CONCRETE | N | STUB | - | #NAME? | N/A | 1
TECO | 3 | 35 | WOOD | N | STUB | - | #NAME? | N/A | 1
TECO | 3 | 40 | CONCRETE | N | STUB | - | #NAME? | N/A | 1
TECO | 3 | 40 | CONCRETE | N | STUB | 2002849 | #NAME? | N/A | 11
TECO | 3 | 40 | WOOD | N | STUB | 2002860 | #NAME? | N/A | 1
TECO | 3 | 45 | CONCRETE | N | STUB | 2002862 | #NAME? | N/A | 3
TECO | 3 | 45 | CONCRETE | N | STUB | 2113986 | #NAME? | N/A | 17
TECO | 3 | 45 | CONCRETE | N | STUB |  | #NAME? | N/A | 2
TECO | 3 | 45 | WOOD | N | STUB | 2002860 | #NAME? | N/A | 231
TECO | 3 | 45 |  | N | STUB | 2002860 | #NAME? | N/A | 6
TECO | 3 | 45 |  | N | STUB | 2002862 | #NAME? | N/A | 2
TECO | 3 | 50 | CONCRETE | N | STUB | 2002869 | #NAME? | N/A | 3
TECO | 4 | 30 | WOOD | N | STUB | 2002823 | #NAME? | N/A | 1
TECO | 4 | 30 | WOOD | N | STUB | 2002836 | #NAME? | N/A | 21
TECO | 4 | 30 | WOOD | N | STUB | 2002837 | #NAME? | N/A | 499
TECO | 4 | 30 | WOOD | N | STUB | 2002842 | #NAME? | N/A | 7
| 4 | 30 | WOOD | N | STUB | 2002837 | #NAME? | N/A | 1
TECO | 4 | 30 | WOOD | Y | STUB | 2002837 | #NAME? | N/A | 2
TECO | 4 | 30 | WOOD |  | STUB | 2002837 | #NAME? | N/A | 3
TECO | 4 | 30 | WOOD |  | STUB | 2002842 | #NAME? | N/A | 1
TECO | 4 | 30 |  | N | STUB | 2002837 | #NAME? | N/A | 2
TECO | 4 | 35 | - | N | STUB | 2002842 | #NAME? | N/A | 3
TECO | 4 | 35 | CONCRETE | N | STUB | 2002839 | #NAME? | N/A | 16
TECO | 4 | 35 | FIBERGLASS | N | STUB | 2002829 | #NAME? | N/A | 1
TECO | 4 | 35 | WOOD | N | STUB | 2002823 | #NAME? | N/A | 132
TECO | 4 | 35 | WOOD | N | STUB | 2002836 | #NAME? | N/A | 1
TECO | 4 | 35 | WOOD | N | STUB | 2002842 | #NAME? | N/A | 9684
TECO | 4 | 35 | WOOD | N | STUB | 2002847 | #NAME? | N/A | 6
TECO | 4 | 35 | WOOD | N | STUB | 2002857 | #NAME? | N/A | 1
TECO | 4 | 35 | WOOD | N | STUB | 2002858 | #NAME? | N/A | 1
TECO | 4 | 35 | WOOD | N | STUB |  | #NAME? | N/A | 3
| 4 | 35 | WOOD | N | STUB | 2002842 | #NAME? | N/A | 4
TECO | 4 | 35 | WOOD | Y | STUB | 2002842 | #NAME? | N/A | 7
TECO | 4 | 35 | WOOD |  | STUB | 2002842 | #NAME? | N/A | 33
TECO | 4 | 35 |  | N | STUB | 2002823 | #NAME? | N/A | 1
TECO | 4 | 35 |  | N | STUB | 2002842 | #NAME? | N/A | 285
TECO | 4 | 35 |  |  | STUB | 2002842 | #NAME? | N/A | 1
TECO | 4 | 40 | - | N | STUB | 2002847 | #NAME? | N/A | 3
TECO | 4 | 40 | WOOD | N | STUB | 2002826 | #NAME? | N/A | 22
TECO | 4 | 40 | WOOD | N | STUB | 2002847 | #NAME? | N/A | 970
TECO | 4 | 40 | WOOD | Y | STUB | 2002847 | #NAME? | N/A | 2
TECO | 4 | 40 | WOOD |  | STUB | 2002847 | #NAME? | N/A | 3
TECO | 4 | 40 |  | N | STUB | 2002847 | #NAME? | N/A | 217
TECO | 4 | 45 | WOOD | N | STUB | 2002859 | #NAME? | N/A | 122
TECO | 4 | 45 |  | N | STUB | 2002859 | #NAME? | N/A | 8
TECO | 4 | 85 | WOOD | N | STUB | - | #NAME? | N/A | 1
TECO | 5 | 30 | WOOD | N | STUB | 2002836 | #NAME? | N/A | 3
TECO | 5 | 35 | WOOD | N | STUB | - | #NAME? | N/A | 3
TECO | 5 | 40 | WOOD | N | STUB | 2002847 | #NAME? | N/A | 1
TECO | 6 | 30 | - | N | STUB | 2002836 | #NAME? | N/A | 1
OUC/TEC | 6 | 30 | WOOD | N | STUB | 2002836 | #NAME? | N/A | 1
TECO | 6 | 30 | WOOD | N | STUB | - | #NAME? | N/A | 1
TECO | 6 | 30 | WOOD | N | STUB | 2002830 | #NAME? | N/A | 58
TECO | 6 | 30 | WOOD | N | STUB | 2002836 | #NAME? | N/A | 4414
TECO | 6 | 30 | WOOD | N | STUB |  | #NAME? | N/A | 1
| 6 | 30 | WOOD | N | STUB | 2002830 | #NAME? | N/A | 1
TECO | 6 | 30 | WOOD | Y | STUB | 2002836 | #NAME? | N/A | 24
TECO | 6 | 30 | WOOD |  | STUB | 2002836 | #NAME? | N/A | 16
TECO | 6 | 30 |  | N | STUB | 2002830 | #NAME? | N/A | 2
TECO | 6 | 30 |  | N | STUB | 2002836 | #NAME? | N/A | 34
TECO | 6 | 35 | WOOD | N | STUB | 2002821 | #NAME? | N/A | 6
TECO | 6 | 35 | WOOD | N | STUB | 2002843 | #NAME? | N/A | 1014
TECO | 6 | 35 | WOOD | Y | STUB | 2002843 | #NAME? | N/A | 7
TECO | 6 | 35 | WOOD |  | STUB | 2002843 | #NAME? | N/A | 5
TECO | 6 | 35 |  | N | STUB | 2002843 | #NAME? | N/A | 5
TECO | 6 | 40 | WOOD | N | STUB | 2002843 | #NAME? | N/A | 1
TECO | H1 | 40 | CONCRETE | N | STUB | 2131246 | #NAME? | N/A | 2
TECO | H1 | 45 | CONCRETE | N | STUB | 2131245 | #NAME? | N/A | 20
TECO | H1 | 45 | WOOD | N | STUB | 2131214 | #NAME? | N/A | 3
TECO | H1 | 50 | IRON | N | STUB | 2124959 | #NAME? | N/A | 15
TECO | H6 | 50 | FIBERGLASS | N | STUB | 2002820 | #NAME? | N/A | 1
TECO | - | - | - | N | TELECOM ONLY | - | #NAME? | N/A | 3
TECO | 1 | 30 | CONCRETE | N | TELECOM ONLY | 2002838 | #NAME? | N/A | 1
TECO | 1 | 35 | CONCRETE | N | TELECOM ONLY | 2002845 | #NAME? | N/A | 5
TECO | 1 | 50 | IRON | N | TELECOM ONLY | 2112348 | #NAME? | N/A | 1
TECO | 1 | 50 | WOOD | N | TELECOM ONLY | 2002835 | #NAME? | N/A | 1
TECO | 1 | 50 | WOOD | N | TELECOM ONLY | 2002863 | #NAME? | N/A | 1
TECO | 2 | 40 | WOOD | N | TELECOM ONLY | 2002828 | #NAME? | N/A | 1
TECO | 2 | 40 | WOOD | N | TELECOM ONLY | 2002857 | #NAME? | N/A | 1
TECO | 3 | 45 | CONCRETE | N | TELECOM ONLY | 2113986 | #NAME? | N/A | 12
TECO | 3 | 45 | WOOD | N | TELECOM ONLY | 2002860 | #NAME? | N/A | 1
TECO | 4 | 30 | WOOD | N | TELECOM ONLY | 2002837 | #NAME? | N/A | 2
TECO | 4 | 35 | WOOD | N | TELECOM ONLY | 2002842 | #NAME? | N/A | 6
TECO | 4 | 40 | WOOD | N | TELECOM ONLY | 2002847 | #NAME? | N/A | 3
TECO | 4 | 45 | WOOD | N | TELECOM ONLY | 2002859 | #NAME? | N/A | 1
TECO | 6 | 30 | WOOD | N | TELECOM ONLY | 2002830 | #NAME? | N/A | 1
TECO | 6 | 30 | WOOD | N | TELECOM ONLY | 2002836 | #NAME? | N/A | 9
TECO | H1 | 50 | CONCRETE | N | TELECOM ONLY | 2131698 | #NAME? | N/A | 1
TECO | - | 70 | CONCRETE | N | TRANS-DIST | - | #NAME? | N/A | 1
TECO | - | 75 | STEEL | N | TRANS-DIST | - | #NAME? | N/A | 1
TECO | 4 | 80 | WOOD | N | TRANS-DIST | - | #NAME? | N/A | 1
TECO | - | 62 | - | N | TRANS-DIST_SEC | - | #NAME? | N/A | 1
TECO | - | 70 | STEEL | N | TRANS-DIST_SEC | - | #NAME? | N/A | 1
TECO | - | 85 | CONCRETE | N | TRANS-DIST_SEC | - | #NAME? | N/A | 2
TECO | - | 85 | WOOD | N | TRANS-DIST_SEC | - | #NAME? | N/A | 1
TECO | 4 | 40 | WOOD | N | TRANS-DIST_SEC | 2002847 | #NAME? | N/A | 1
TECO | - | - | - | N |  | - | #NAME? | N/A | 3
TECO | - | - | - |  |  | - | #NAME? | N/A | 2
TECO | - | - | CONCRETE | N |  | - | #NAME? | N/A | 2
TECO | - | - | WOOD | N |  | - | #NAME? | N/A | 5
TECO | - | 112 | STEEL | N |  | - | #NAME? | N/A | 1
TECO | - | 120 | STEEL | N |  | - | #NAME? | N/A | 2
TECO | - | 2 | WOOD | N |  | - | #NAME? | N/A | 1
TECO | - | 30 | CONCRETE | N |  | - | #NAME? | N/A | 3
TECO | - | 35 | CONCRETE | N |  | - | #NAME? | N/A | 12
TECO | - | 40 | CONCRETE | N |  | - | #NAME? | N/A | 1
TECO | - | 40 | WOOD | N |  | - | #NAME? | N/A | 1
TECO | - | 45 | CONCRETE | N |  | - | #NAME? | N/A | 4
TECO | - | 45 | WOOD | N |  | - | #NAME? | N/A | 2
TECO | - | 55 | CONCRETE | N |  | - | #NAME? | N/A | 2
TECO | - | 70 | CONCRETE | N |  | - | #NAME? | N/A | 12
TECO | - | 70 | STEEL | N |  | - | #NAME? | N/A | 2
TECO | - | 75 | CONCRETE | N |  | - | #NAME? | N/A | 1
TECO | - | 75 | STEEL | N |  | - | #NAME? | N/A | 1
TECO | - | 75 | WOOD | N |  | - | #NAME? | N/A | 2
TECO | - | 80 | CONCRETE | N |  | - | #NAME? | N/A | 3
TECO | - | 80 | WOOD | N |  | - | #NAME? | N/A | 1
TECO | - | 85 | - | N |  | - | #NAME? | N/A | 1
TECO | - | 85 | CONCRETE | N |  | - | #NAME? | N/A | 4
TECO | 1 | 30 | CONCRETE | N |  | - | #NAME? | N/A | 1
TECO | 1 | 35 | CONCRETE | N |  |  | #NAME? | N/A | 12
TECO | 1 | 35 | STEEL | N |  | - | #NAME? | N/A | 1
TECO | 1 | 45 | CONCRETE | N |  | - | #NAME? | N/A | 1
TECO | 1 | 45 | WOOD | N |  | - | #NAME? | N/A | 2
TECO | 1 | 50 | CONCRETE | N |  | 2002869 | #NAME? | N/A | 5
TECO | 1 | 50 | WOOD | N |  | 2002863 | #NAME? | N/A | 25
TECO | 1 | 55 | CONCRETE | N |  | - | #NAME? | N/A | 1
TECO | 1 | 55 | WOOD | N |  | 2002866 | #NAME? | N/A | 6
TECO | 1 | 65 | CONCRETE | N |  | - | #NAME? | N/A | 1
TECO | 1 | 70 | CONCRETE | N |  | - | #NAME? | N/A | 2
TECO | 1 | 75 | STEEL | N |  | - | #NAME? | N/A | 1
TECO | 1 | 85 | CONCRETE | N |  | - | #NAME? | N/A | 5
TECO | 1 | 90 | CONCRETE | N |  | - | #NAME? | N/A | 1
TECO | 2 | 30 | OTHER | N |  | - | #NAME? | N/A | 1
TECO | 2 | 35 | WOOD | N |  | - | #NAME? | N/A | 1
TECO | 2 | 40 | WOOD | N |  | 2002847 | #NAME? | N/A | 3
TECO | 2 | 45 | CONCRETE | N |  | 2002895 | #NAME? | N/A | 3
TECO | 2 | 45 | WOOD | N |  | 2002858 | #NAME? | N/A | 88
TECO | 2 | 50 | WOOD | N |  | 2002863 | #NAME? | N/A | 2
TECO | 2 | 65 | WOOD | N |  | - | #NAME? | N/A | 1
TECO | 3 | 40 | CONCRETE | N |  | - | #NAME? | N/A | 19
TECO | 3 | 45 | CONCRETE | N |  |  | #NAME? | N/A | 52
TECO | 3 | 45 | STEEL | N |  | - | #NAME? | N/A | 1
TECO | 3 | 45 | WOOD | N |  | 2002860 | #NAME? | N/A | 35
TECO | 3 | 50 | CONCRETE | N |  | - | #NAME? | N/A | 12
TECO | 3 | 70 | CONCRETE | N |  | - | #NAME? | N/A | 1
TECO | 4 | - | WOOD | N |  | - | #NAME? | N/A | 1
TECO | 4 | 30 | ALUMINIUM | N |  | - | #NAME? | N/A | 1
TECO | 4 | 30 | WOOD | N |  | 2002836 | #NAME? | N/A | 6
TECO | 4 | 30 | WOOD |  |  | 2002837 | #NAME? | N/A | 1
TECO | 4 | 35 | WOOD | N |  | 2002842 | #NAME? | N/A | 298
TECO | 4 | 35 | WOOD |  |  | 2002842 | #NAME? | N/A | 6
TECO | 4 | 35 |  |  |  | 2002842 | #NAME? | N/A | 1
TECO | 4 | 40 | CONCRETE | N |  | 2002849 | #NAME? | N/A | 1
TECO | 4 | 40 | WOOD | N |  | 2002847 | #NAME? | N/A | 1171
TECO | 4 | 45 | CONCRETE | N |  |  | #NAME? | N/A | 1
TECO | 4 | 45 | WOOD | N |  | 2002859 | #NAME? | N/A | 494
TECO | 4 | 50 | WOOD | N |  | 2002863 | #NAME? | N/A | 2
TECO | 4 | 55 | WOOD | N |  | 2002866 | #NAME? | N/A | 1
TECO | 5 | 30 | WOOD | N |  | 2002836 | #NAME? | N/A | 1
TECO | 5 | 40 | WOOD | N |  | 2002847 | #NAME? | N/A | 1
TECO | 6 | 30 | WOOD | N |  | 2002836 | #NAME? | N/A | 581
TECO | 6 | 30 | WOOD |  |  | 2002836 | #NAME? | N/A | 3
TECO | 6 | 35 | WOOD | N |  | 2002843 | #NAME? | N/A | 127
TECO | 6 | 35 | WOOD |  |  | 2002843 | #NAME? | N/A | 6
TECO | 6 | 36 | WOOD | N |  | - | #NAME? | N/A | 1
TECO | 6 | 40 | WOOD | N |  | 2002847 | #NAME? | N/A | 6
TECO | 6 | 45 | WOOD | N |  | 2002859 | #NAME? | N/A | 4

## Pole Designation
Code | Material | Height | Price | Class | SECONDARY | PRIMARY | Grand Total |  | Code | SECONDARY | PRIMARY | GRAND TOTAL | SEC % | PRI % | SEC BASE | PRI BASE | BASE EXPLANATION | class | tranverse load
A25 | CONCRETE | 30 | 1062.32 | 1 | 4 | 1 | 5 | FALSE | A01 | 0 | 0 | 0 | 100% | 0% | 100% | 0% | Shorter pole heights are typically Secondary | 10 | 370
A27 | CONCRETE | 40 | 1543.75 | 3 | 3 | 379 | 382 | FALSE | A02 | 31343 | 2389 | 33732 | 92.92% | 7.082% | 100% | 0% | Shorter pole heights are typically Secondary | 9 | 740
A27 | CONCRETE | 40 | 1543.75 | 4 | 2 | 45 | 47 | FALSE | A03 | 6 | 4 | 10 | 60% | 40% | 50% | 50% | This pole height is generally used for both secondary and primary | 8 | --
A27 | CONCRETE | 40 | 3242.18 | H4 | 1 | 158 | 159 | FALSE | A04 | 2404 | 86111 | 88515 | 2.716% | 97.28% | 0% | 100% | Taller pole heights are typically Primary | 7 | 1200
A27 | CONCRETE | 40 | 3268.88 | H1 |  | 3 | 3 | FALSE | A05 | 511 | 49663 | 50174 | 1.018% | 98.98% | 0% | 100% | Taller pole heights are typically Primary | 6 | 1500
A28 | CONCRETE | 45 | 1344.79 | 2 |  | 1 | 1 | FALSE | A06 | 12 | 1479 | 1491 | 0.8048% | 99.2% | 0% | 100% | Taller pole heights are typically Primary | 5 | 1900
A28 | CONCRETE | 45 | 1344.79 | H1 |  | 1 | 1 | TRUE | A07 | 1 | 221 | 222 | 0.4505% | 99.55% | 0% | 100% | Taller pole heights are typically Primary | 4 | 2400
A28 | CONCRETE | 45 | 3268.88 | H1 |  | 2 | 2 | FALSE | A08 | 2 | 137 | 139 | 1.439% | 98.56% | 0% | 100% | Taller pole heights are typically Primary | 3 | 3000
A28 | CONCRETE | 45 | 4018.36 | H3 |  | 9 | 9 | FALSE | A09 | 0 | 0 | 0 | 0% | 100% | 0% | 100% | Taller pole heights are typically Primary | 2 | 3700
A29 | CONCRETE | 50 | 1918.8 | 1 | 2 | 19 | 21 | FALSE | A10 | 0 | 0 | 0 | 0% | 100% | 0% | 100% | Taller pole heights are typically Primary | 1 | 4500
A29 | CONCRETE | 50 | 1918.8 | 3 |  | 20 | 20 | FALSE | A12 | 0 | 0 | 0 | 0% | 100% | 0% | 100% | Taller pole heights are typically Primary | H1 | 5400
A29 | CONCRETE | 50 | 1918.8 | 4 |  | 2 | 2 | FALSE | A17 | 0 | 0 | 0 | 0% | 100% | 0% | 100% | Taller pole heights are typically Primary | H2 | 6400
A29 | CONCRETE | 50 | 1918.8 | - |  | 28 | 28 | FALSE | A18 | 0 | 0 | 0 | 0% | 100% | 0% | 100% | Taller pole heights are typically Primary | H3 | 7500
A29 | CONCRETE | 50 | 9288.26 | H1 |  | 134 | 134 | FALSE | A19 | 0 | 0 | 0 | 0% | 100% | 0% | 100% | Taller pole heights are typically Primary | H4 | 8700
A30 | CONCRETE | 55 | 1638.74 | 1 |  | 1 | 1 | TRUE | A24 | 0 | 0 | 0 | 100% | 0% | 100% | 0% | Shorter pole heights are typically Secondary | H5 | 10000
A30 | CONCRETE | 55 | 9211.45 | H4 |  | 10 | 10 | FALSE | A25 | 4 | 1 | 5 | 80% | 20% | 100% | 0% | Shorter pole heights are typically Secondary | H6 | 11400
A30 | CONCRETE | 55 | 9928.64 | H1 |  | 2 | 2 | FALSE | A26 | 0 | 0 | 0 | 50% | 50% | 50% | 50% | This pole height is generally used for both secondary and primary
A30 | CONCRETE | 60 | 9869.15 | H1 |  | 5 | 5 | FALSE | A27 | 6 | 585 | 591 | 1.015% | 98.98% | 0% | 100% | Taller pole heights are typically Primary
A40 | FIBERGLASS | 45 | 3578.4 | H2 |  | 3 | 3 | FALSE | A28 | 0 | 13 | 13 | 0% | 100% | 0% | 100% | Taller pole heights are typically Primary
A40 | FIBERGLASS | 50 | 4587.24 | H6 |  | 11 | 11 | FALSE | A29 | 2 | 203 | 205 | 0.9756% | 99.02% | 0% | 100% | Taller pole heights are typically Primary
N/A | IRON | 40 | 3268.88 | 1 |  | 1 | 1 | FALSE | A30 | 0 | 18 | 18 | 0% | 100% | 0% | 100% | Taller pole heights are typically Primary
N/A | IRON | 45 | 3974.89 | 1 | 1 | 910 | 911 | FALSE | A31 | 0 | 0 | 0 | 0% | 100% | 0% | 100% | Taller pole heights are typically Primary
N/A | IRON | 45 | 4456.61 | H1 | 5 | 115 | 120 | FALSE | A32 | 0 | 0 | 0 | 0% | 100% | 0% | 100% | Taller pole heights are typically Primary
N/A | IRON | 50 | 4258.71 | 1 |  | 319 | 319 | FALSE | A33 | 0 | 0 | 0 | 0% | 100% | 0% | 100% | Taller pole heights are typically Primary
N/A | IRON | 50 | 4317.26 | H1 |  | 1 | 1 | FALSE | A40 | 0 | 14 | 14 | 0% | 100% | 0% | 100% | Taller pole heights are typically Primary
N/A | IRON | 50 | 6012.03 | H3 | 1 | 59 | 60 | FALSE | A52 | 0 | 0 | 0 | 0% | 100% | 0% | 100% | Taller pole heights are typically Primary
N/A | IRON | 50 | 9288.26 | 1 |  | 48 | 48 | FALSE | A53 | 0 | 0 | 0 | 0% | 100% | 0% | 100% | Taller pole heights are typically Primary
N/A | IRON | 53 | 21548.86 | 1 |  | 28 | 28 | FALSE | A55 | 0 | 0 | 0 | 0% | 100% | 0% | 100% | Taller pole heights are typically Primary
A02 | WOOD | 30 | 807.52 | 2 | 10 | 1 | 11 | FALSE | A56 | 0 | 0 | 0 | 0% | 100% | 0% | 100% | Taller pole heights are typically Primary
A02 | WOOD | 30 | 807.52 | 3 | 12 | 3 | 15 | FALSE | A57 | 0 | 0 | 0 | 0% | 100% | 0% | 100% | Taller pole heights are typically Primary
A02 | WOOD | 30 | 807.52 | 4 | 396 | 80 | 476 | FALSE | A70 | 0 | 0 | 0 | 0% | 100% | 0% | 100% | Taller pole heights are typically Primary
A02 | WOOD | 30 | 807.52 | 5 |  | 1 | 1 | FALSE | A71 | 0 | 0 | 0 | 0% | 100% | 0% | 100% | Taller pole heights are typically Primary
A02 | WOOD | 30 | 807.52 | 6 | 427 | 25 | 452 | FALSE
A02 | WOOD | 30 | 1112.98 | 4 | 30498 | 2279 | 32777 | FALSE
A03 | WOOD | 35 | 807.52 | 4 | 1 |  | 1 | FALSE
A03 | WOOD | 35 | 1112.98 | 4 | 5 | 3 | 8 | FALSE
A03 | WOOD | 35 | 1112.98 | 6 |  | 1 | 1 | TRUE
A04 | WOOD | 40 | 807.52 | 4 |  | 35 | 35 | FALSE
A04 | WOOD | 40 | 1112.98 | 1 | 16 | 165 | 181 | FALSE
A04 | WOOD | 40 | 1112.98 | 2 | 1 | 12 | 13 | FALSE
A04 | WOOD | 40 | 1112.98 | 3 | 8 | 72 | 80 | FALSE
A04 | WOOD | 40 | 1112.98 | 4 | 1 |  | 1 | FALSE
A04 | WOOD | 40 | 1112.98 | 5 | 2323 | 85334 | 87657 | FALSE
A04 | WOOD | 40 | 1112.98 | 6 | 30 | 445 | 475 | FALSE
A04 | WOOD | 40 | 1344.79 | 2 | 25 | 48 | 73 | FALSE
A05 | WOOD | 45 | 1112.98 | 3 |  | 1 | 1 | FALSE
A05 | WOOD | 45 | 1112.98 | 4 | 45 | 4525 | 4570 | FALSE
A05 | WOOD | 45 | 1344.79 | 1 | 1 | 263 | 264 | FALSE
A05 | WOOD | 45 | 1344.79 | 2 |  | 2 | 2 | FALSE
A05 | WOOD | 45 | 1344.79 | 4 | 215 | 17977 | 18192 | FALSE
A05 | WOOD | 45 | 1433.09 | 1 |  | 1 | 1 | FALSE
A05 | WOOD | 45 | 1478.66 | 1 |  | 1 | 1 | TRUE
A05 | WOOD | 45 | 1478.66 | 2 |  | 1 | 1 | FALSE
A05 | WOOD | 45 | 1478.66 | 3 |  | 4 | 4 | FALSE
A05 | WOOD | 45 | 1478.66 | 4 |  | 1 | 1 | FALSE
A05 | WOOD | 45 | 1478.66 | 5 | 247 | 26868 | 27115 | FALSE
A05 | WOOD | 45 | 1478.66 | 6 |  | 14 | 14 | FALSE
A05 | WOOD | 45 | 1638.74 | 1 | 3 | 4 | 7 | FALSE
A05 | WOOD | 45 | 4456.61 | H1 |  | 1 | 1 | TRUE
A06 | WOOD | 50 | 1433.09 | 1 |  | 1 | 1 | FALSE
A06 | WOOD | 50 | 1478.66 | 1 | 11 | 1272 | 1283 | FALSE
A06 | WOOD | 50 | 1638.74 | 1 |  | 39 | 39 | FALSE
A06 | WOOD | 50 | 1665.53 | H1 |  | 13 | 13 | FALSE
A06 | WOOD | 50 | 3794.25 | 1 | 1 | 154 | 155 | FALSE
A07 | WOOD | 55 | 1638.74 | 1 | 1 | 221 | 222 | FALSE
A08 | WOOD | 60 | 3794.25 | 1 | 2 | 137 | 139 | FALSE

## Pole Analysis
| CUSTOMER | DEMAND
SECONDARY RESULTS | 57.37% | 42.63%
PRIMARY RESULTS | 54.19% | 45.81%
SECONDARY REGRESSION | [15 empty] | PRIMARY REGRESSION
[6 empty] | CURRENT | [15 empty] | CURRENT
|  |  | TRANSVERSE |  |  | INST COST | [12 empty] | TRANSVERSE |  |  | INST COST
MATERIAL | HEIGHT | CLASS | LOAD (LBS) | COUNT | KIP FT | PER UNIT | [9 empty] | MATERIAL | HEIGHT | CLASS | LOAD (LBS) | COUNT | KIP FT | PER UNIT
|  |  |  | n | X | Y | X2 | XY | nX | nX2 | nY | nXY | N = Σ n | 98224 | [5 empty] | n | X | Y | X2 | XY | nX | nX2 | nY | nXY | N = Σ n | 76877
CONCRETE | 30 | 1 | 4500 | 4 | 99 | 1062.32 | 9801 | 105169.68 | 396 | 39204 | 4249.28 | 420678.72 | Σ X | 6261.3 |  | CONCRETE | 30 | 1 | 4500 | 1 | 99 | 1062.32 | 9801 | 105169.68 | 99 | 9801 | 1062.32 | 105169.68 | Σ X | 7507.7
CONCRETE | 40 | 3 | 3000 | 129 | 96 | 1543.75 | 9216 | 148200 | 12384 | 1188864 | 199143.75 | 19117800 | Σ Y | 92304.47 |  | CONCRETE | 40 | 3 | 3000 | 253 | 96 | 1543.75 | 9216 | 148200 | 24288 | 2331648 | 390568.75 | 37494600 | Σ Y | 120198.05
CONCRETE | 40 | 4 | 2400 | 37 | 76.8 | 1543.75 | 5898.24 | 118560 | 2841.6 | 218234.88 | 57118.75 | 4386720 | Σ X2 | 1173451.795 |  | CONCRETE | 40 | 4 | 2400 | 10 | 76.8 | 1543.75 | 5898.24 | 118560 | 768 | 58982.4 | 15437.5 | 1185600 | Σ X2 | 1532022.005
CONCRETE | 40 | H1 | 5400 | 27 | 172.8 | 3268.88 | 29859.84 | 564862.464 | 4665.6 | 806215.68 | 88259.76 | 15251286.528 | Σ XY | 17024703.6365 |  | CONCRETE | 40 | H1 | 5400 | 132 | 172.8 | 3268.88 | 29859.84 | 564862.464 | 22809.6 | 3941498.88 | 431492.16 | 74561845.248 | Σ XY | 25289559.395
CONCRETE | 40 | H4 | 8700 | 2 | 278.4 | 3242.18 | 77506.56 | 902622.912 | 556.8 | 155013.12 | 6484.36 | 1805245.824 | Σ nX | 6822105.65 |  | CONCRETE | 40 | H4 | 8700 | 1 | 278.4 | 3242.18 | 77506.56 | 902622.912 | 278.4 | 77506.56 | 3242.18 | 902622.912 | Σ nX | 7211915.95
CONCRETE | 45 | 2 | 3700 | 1 | 135.05 | 1344.79 | 18238.5025 | 181613.8895 | 135.05 | 18238.5025 | 1344.79 | 181613.8895 | Σ nX2 | 574347312.1675 |  | CONCRETE | 45 | H1 | 5400 | 1 | 197.1 | 1344.79 | 38848.41 | 265058.109 | 197.1 | 38848.41 | 1344.79 | 265058.109 | Σ nX2 | 747899129.6275
CONCRETE | 45 | H3 | 7500 | 1 | 273.75 | 4018.36 | 74939.0625 | 1100026.05 | 273.75 | 74939.0625 | 4018.36 | 1100026.05 | Σ nY | 106258980.69 |  | CONCRETE | 45 | H1 | 5400 | 2 | 197.1 | 3268.88 | 38848.41 | 644296.248 | 394.2 | 77696.82 | 6537.76 | 1288592.496 | Σ nY | 97018040.81
CONCRETE | 50 | 1 | 4500 | 6 | 184.5 | 1918.8 | 34040.25 | 354018.6 | 1107 | 204241.5 | 11512.8 | 2124111.6 | Σ nXY | 8047544823.055 |  | CONCRETE | 45 | H3 | 7500 | 8 | 273.75 | 4018.36 | 74939.0625 | 1100026.05 | 2190 | 599512.5 | 32146.88 | 8800208.4 | Σ nXY | 9541022645.711
CONCRETE | 50 | 3 | 3000 | 4 | 123 | 1918.8 | 15129 | 236012.4 | 492 | 60516 | 7675.2 | 944049.6 |  |  |  | CONCRETE | 50 | 1 | 4500 | 15 | 184.5 | 1918.8 | 34040.25 | 354018.6 | 2767.5 | 510603.75 | 28782 | 5310279
CONCRETE | 50 | H1 | 5400 | 21 | 221.4 | 9288.26 | 49017.96 | 2056420.764 | 4649.4 | 1029377.16 | 195053.46 | 43184836.044 | Slope | 6.6391 |  | CONCRETE | 50 | 3 | 3000 | 16 | 123 | 1918.8 | 15129 | 236012.4 | 1968 | 242064 | 30700.8 | 3776198.4 | Slope | 6.1627
CONCRETE | 55 | 1 | 4500 | 1 | 204.75 | 1638.74 | 41922.5625 | 335532.015 | 204.75 | 41922.5625 | 1638.74 | 335532.015 | Intercept | 620.6835 |  | CONCRETE | 50 | 4 | 2400 | 2 | 98.4 | 1918.8 | 9682.56 | 188809.92 | 196.8 | 19365.12 | 3837.6 | 377619.84 | Intercept | 683.8633
CONCRETE | 55 | H1 | 5400 | 1 | 245.7 | 9928.64 | 60368.49 | 2439466.848 | 245.7 | 60368.49 | 9928.64 | 2439466.848 |  |  |  | CONCRETE | 50 | H1 | 5400 | 113 | 221.4 | 9288.26 | 49017.96 | 2056420.764 | 25018.2 | 5539029.48 | 1049573.38 | 232375546.332
FIBERGLASS | 45 | H2 | 6400 | 1 | 233.6 | 3578.4 | 54568.96 | 835914.24 | 233.6 | 54568.96 | 3578.4 | 835914.24 | Total # Units | 98224 |  | CONCRETE | 55 | H1 | 5400 | 9 | 245.7 | 9928.64 | 60368.49 | 2439466.848 | 2211.3 | 543316.41 | 89357.76 | 21955201.632 | Total # Units | 76877
FIBERGLASS | 50 | H6 | 11400 | 6 | 467.4 | 4587.24 | 218462.76 | 2144075.976 | 2804.4 | 1310776.56 | 27523.44 | 12864455.856 | Total Rebuild | 106258980.69 |  | CONCRETE | 55 | H4 | 8700 | 2 | 395.85 | 9211.45 | 156697.2225 | 3646352.4825 | 791.7 | 313394.445 | 18422.9 | 7292704.965 | Total Rebuild | 97018040.81
WOOD | 30 | 2 | 3700 | 10 | 81.4 | 807.52 | 6625.96 | 65732.128 | 814 | 66259.6 | 8075.2 | 657321.28 |  |  |  | CONCRETE | 60 | H1 | 5400 | 5 | 270 | 9869.15 | 72900 | 2664670.5 | 1350 | 364500 | 49345.75 | 13323352.5
WOOD | 30 | 3 | 3000 | 14 | 66 | 807.52 | 4356 | 53296.32 | 924 | 60984 | 11305.28 | 746148.48 | Customer Cost | 60966017.4292 | 57.37% | FIBERGLASS | 45 | H2 | 6400 | 2 | 233.6 | 3578.4 | 54568.96 | 835914.24 | 467.2 | 109137.92 | 7156.8 | 1671828.48 | Customer Cost | 52573358.4525 | 54.19%
WOOD | 30 | 4 | 2400 | 449 | 52.8 | 807.52 | 2787.84 | 42637.056 | 23707.2 | 1251740.16 | 362576.48 | 19144038.144 | Demand Cost | 45292963.2608 | 42.63% | FIBERGLASS | 50 | H6 | 11400 | 5 | 467.4 | 4587.24 | 218462.76 | 2144075.976 | 2337 | 1092313.8 | 22936.2 | 10720379.88 | Demand Cost | 44444682.3575 | 45.81%
WOOD | 30 | 4 | 2400 | 1 | 52.8 | 1112.98 | 2787.84 | 58765.344 | 52.8 | 2787.84 | 1112.98 | 58765.344 |  |  |  | WOOD | 30 | 2 | 3700 | 1 | 81.4 | 807.52 | 6625.96 | 65732.128 | 81.4 | 6625.96 | 807.52 | 65732.128
WOOD | 30 | 5 | 1900 | 440 | 41.8 | 807.52 | 1747.24 | 33754.336 | 18392 | 768785.6 | 355308.8 | 14851907.84 |  |  |  | WOOD | 30 | 3 | 3000 | 1 | 66 | 807.52 | 4356 | 53296.32 | 66 | 4356 | 807.52 | 53296.32
WOOD | 30 | 6 | 1500 | 31736 | 33 | 807.52 | 1089 | 26648.16 | 1047288 | 34560504 | 25627454.72 | 845706005.76 |  |  |  | WOOD | 30 | 4 | 2400 | 27 | 52.8 | 807.52 | 2787.84 | 42637.056 | 1425.6 | 75271.68 | 21803.04 | 1151200.512
WOOD | 35 | 4 | 2400 | 1 | 64.8 | 807.52 | 4199.04 | 52327.296 | 64.8 | 4199.04 | 807.52 | 52327.296 |  |  |  | WOOD | 30 | 5 | 1900 | 12 | 41.8 | 807.52 | 1747.24 | 33754.336 | 501.6 | 20966.88 | 9690.24 | 405052.032
WOOD | 35 | 4 | 2400 | 7 | 64.8 | 1112.98 | 4199.04 | 72121.104 | 453.6 | 29393.28 | 7790.86 | 504847.728 |  |  |  | WOOD | 30 | 6 | 1500 | 1041 | 33 | 807.52 | 1089 | 26648.16 | 34353 | 1133649 | 840628.32 | 27740734.56
WOOD | 35 | 6 | 1500 | 1 | 40.5 | 1112.98 | 1640.25 | 45075.69 | 40.5 | 1640.25 | 1112.98 | 45075.69 |  |  |  | WOOD | 35 | 4 | 2400 | 1 | 64.8 | 1112.98 | 4199.04 | 72121.104 | 64.8 | 4199.04 | 1112.98 | 72121.104
WOOD | 40 | 1 | 4500 | 16 | 144 | 1112.98 | 20736 | 160269.12 | 2304 | 331776 | 17807.68 | 2564305.92 |  |  |  | WOOD | 40 | 1 | 4500 | 19 | 144 | 1112.98 | 20736 | 160269.12 | 2736 | 393984 | 21146.62 | 3045113.28
WOOD | 40 | 2 | 3700 | 90 | 118.4 | 1112.98 | 14018.56 | 131776.832 | 10656 | 1261670.4 | 100168.2 | 11859914.88 |  |  |  | WOOD | 40 | 2 | 3700 | 91 | 118.4 | 1112.98 | 14018.56 | 131776.832 | 10774.4 | 1275688.96 | 101281.18 | 11991691.712
WOOD | 40 | 2 | 3700 | 9 | 118.4 | 1344.79 | 14018.56 | 159223.136 | 1065.6 | 126167.04 | 12103.11 | 1433008.224 |  |  |  | WOOD | 40 | 2 | 3700 | 4 | 118.4 | 1344.79 | 14018.56 | 159223.136 | 473.6 | 56074.24 | 5379.16 | 636892.544
WOOD | 40 | 3 | 3000 | 45 | 96 | 1112.98 | 9216 | 106846.08 | 4320 | 414720 | 50084.1 | 4808073.6 |  |  |  | WOOD | 40 | 3 | 3000 | 35 | 96 | 1112.98 | 9216 | 106846.08 | 3360 | 322560 | 38954.3 | 3739612.8
WOOD | 40 | 4 | 2400 | 1 | 76.8 | 807.52 | 5898.24 | 62017.536 | 76.8 | 5898.24 | 807.52 | 62017.536 |  |  |  | WOOD | 40 | 4 | 2400 | 42899 | 76.8 | 1112.98 | 5898.24 | 85476.864 | 3294643.2 | 253028597.76 | 47745729.02 | 3666871988.736
WOOD | 40 | 4 | 2400 | 44758 | 76.8 | 1112.98 | 5898.24 | 85476.864 | 3437414.4 | 263993425.92 | 49814758.84 | 3825773478.912 |  |  |  | WOOD | 40 | 5 | 1900 | 131 | 60.8 | 1112.98 | 3696.64 | 67669.184 | 7964.8 | 484259.84 | 145800.38 | 8864663.104
WOOD | 40 | 5 | 1900 | 344 | 60.8 | 1112.98 | 3696.64 | 67669.184 | 20915.2 | 1271644.16 | 382865.12 | 23278199.296 |  |  |  | WOOD | 40 | 6 | 1500 | 8 | 48 | 1112.98 | 2304 | 53423.04 | 384 | 18432 | 8903.84 | 427384.32
WOOD | 40 | 6 | 1500 | 65 | 48 | 1112.98 | 2304 | 53423.04 | 3120 | 149760 | 72343.7 | 3472497.6 |  |  |  | WOOD | 45 | 1 | 4500 | 1 | 164.25 | 1344.79 | 26978.0625 | 220881.7575 | 164.25 | 26978.0625 | 1344.79 | 220881.7575
WOOD | 45 | 1 | 4500 | 1656 | 164.25 | 1433.09 | 26978.0625 | 235385.0325 | 271998 | 44675671.5 | 2373197.04 | 389797613.82 |  |  |  | WOOD | 45 | 1 | 4500 | 2914 | 164.25 | 1433.09 | 26978.0625 | 235385.0325 | 478624.5 | 78614074.125 | 4176024.26 | 685911984.705
WOOD | 45 | 1 | 4500 | 144 | 164.25 | 1478.66 | 26978.0625 | 242869.905 | 23652 | 3884841 | 212927.04 | 34973266.32 |  |  |  | WOOD | 45 | 1 | 4500 | 120 | 164.25 | 1478.66 | 26978.0625 | 242869.905 | 19710 | 3237367.5 | 177439.2 | 29144388.6
WOOD | 45 | 2 | 3700 | 5881 | 135.05 | 1344.79 | 18238.5025 | 181613.8895 | 794229.05 | 107260633.2025 | 7908709.99 | 1068071284.1495 |  |  |  | WOOD | 45 | 1 | 4500 | 2 | 164.25 | 1638.74 | 26978.0625 | 269163.045 | 328.5 | 53956.125 | 3277.48 | 538326.09
WOOD | 45 | 2 | 3700 | 1 | 135.05 | 1478.66 | 18238.5025 | 199693.033 | 135.05 | 18238.5025 | 1478.66 | 199693.033 |  |  |  | WOOD | 45 | 2 | 3700 | 12311 | 135.05 | 1344.79 | 18238.5025 | 181613.8895 | 1662600.55 | 224534204.2775 | 16555709.69 | 2235848593.6345
WOOD | 45 | 3 | 3000 | 1 | 109.5 | 1112.98 | 11990.25 | 121871.31 | 109.5 | 11990.25 | 1112.98 | 121871.31 |  |  |  | WOOD | 45 | 3 | 3000 | 1 | 109.5 | 1478.66 | 11990.25 | 161913.27 | 109.5 | 11990.25 | 1478.66 | 161913.27
WOOD | 45 | 4 | 2400 | 3 | 87.6 | 1112.98 | 7673.76 | 97497.048 | 262.8 | 23021.28 | 3338.94 | 292491.144 |  |  |  | WOOD | 45 | 4 | 2400 | 1 | 87.6 | 1112.98 | 7673.76 | 97497.048 | 87.6 | 7673.76 | 1112.98 | 97497.048
WOOD | 45 | 4 | 2400 | 11822 | 87.6 | 1478.66 | 7673.76 | 129530.616 | 1035607.2 | 90719190.72 | 17480718.52 | 1531310942.352 |  |  |  | WOOD | 45 | 4 | 2400 | 1 | 87.6 | 1344.79 | 7673.76 | 117803.604 | 87.6 | 7673.76 | 1344.79 | 117803.604
WOOD | 45 | 5 | 1900 | 4 | 69.35 | 1478.66 | 4809.4225 | 102545.071 | 277.4 | 19237.69 | 5914.64 | 410180.284 |  |  |  | WOOD | 45 | 4 | 2400 | 15293 | 87.6 | 1478.66 | 7673.76 | 129530.616 | 1339666.8 | 117354811.68 | 22613147.38 | 1980911710.488
WOOD | 45 | 6 | 1500 | 5 | 54.75 | 1478.66 | 2997.5625 | 80956.635 | 273.75 | 14987.8125 | 7393.3 | 404783.175 |  |  |  | WOOD | 45 | 5 | 1900 | 10 | 69.35 | 1478.66 | 4809.4225 | 102545.071 | 693.5 | 48094.225 | 14786.6 | 1025450.71
WOOD | 50 | 1 | 4500 | 315 | 184.5 | 1478.66 | 34040.25 | 272812.77 | 58117.5 | 10722678.75 | 465777.9 | 85936022.55 |  |  |  | WOOD | 45 | 6 | 1500 | 2 | 54.75 | 1478.66 | 2997.5625 | 80956.635 | 109.5 | 5995.125 | 2957.32 | 161913.27
WOOD | 50 | 1 | 4500 | 17 | 184.5 | 1638.74 | 34040.25 | 302347.53 | 3136.5 | 578684.25 | 27858.58 | 5139908.01 |  |  |  | WOOD | 45 | H1 | 5400 | 1 | 197.1 | 4456.61 | 38848.41 | 878397.831 | 197.1 | 38848.41 | 4456.61 | 878397.831
WOOD | 50 | 1 | 4500 | 4 | 184.5 | 3794.25 | 34040.25 | 700039.125 | 738 | 136161 | 15177 | 2800156.5 |  |  |  | WOOD | 50 | 1 | 4500 | 1 | 184.5 | 1433.09 | 34040.25 | 264405.105 | 184.5 | 34040.25 | 1433.09 | 264405.105
WOOD | 50 | H1 | 5400 | 59 | 221.4 | 1665.53 | 49017.96 | 368748.342 | 13062.6 | 2892059.64 | 98266.27 | 21756152.178 |  |  |  | WOOD | 50 | 1 | 4500 | 968 | 184.5 | 1478.66 | 34040.25 | 272812.77 | 178596 | 32950962 | 1431342.88 | 264082761.36
WOOD | 55 | 1 | 4500 | 49 | 204.75 | 1638.74 | 41922.5625 | 335532.015 | 10032.75 | 2054205.5625 | 80298.26 | 16441068.735 |  |  |  | WOOD | 50 | 1 | 4500 | 22 | 184.5 | 1638.74 | 34040.25 | 302347.53 | 4059 | 748885.5 | 36052.28 | 6651645.66
WOOD | 60 | 1 | 4500 | 35 | 225 | 3794.25 | 50625 | 853706.25 | 7875 | 1771875 | 132798.75 | 29879718.75 |  |  |  | WOOD | 50 | 1 | 4500 | 9 | 184.5 | 3794.25 | 34040.25 | 700039.125 | 1660.5 | 306362.25 | 34148.25 | 6300352.125
[16 empty] | WOOD | 50 | H1 | 5400 | 96 | 221.4 | 1665.53 | 49017.96 | 368748.342 | 21254.4 | 4705724.16 | 159890.88 | 35399840.832
[16 empty] | WOOD | 55 | 1 | 4500 | 173 | 204.75 | 1638.74 | 41922.5625 | 335532.015 | 35421.75 | 7252603.3125 | 283502.02 | 58047038.595
[16 empty] | WOOD | 60 | 1 | 4500 | 104 | 225 | 3794.25 | 50625 | 853706.25 | 23400 | 5265000 | 394602 | 88785450

## OHC - TSN Prices
Material | Wire Size | TECO Stock Number | Length | Level | Price | Sum of Length |  |  | Level |  | MATERIAL | WIRE SIZE | TSN | LENGTH | PRICE | CODES | CODES | LENGTH | CODES | PRICE | wire size | mcm
AAAC | 1/0 | 2004331 | 127 | PRIMARY | 2.28 | Material | Wire Size | Price | PRIMARY | Total Result | AAAC | 1/0 | 2004331 | 127 | 2.28 | 20043312.28 | 20043312.28 | 11 | 2004331 | 2.28 | 954 | 954
AAAC | 2 | - | 134068 | PRIMARY | #NAME? | AAAC | 1/0 | 2.28 | 127 | 127 | AAAC | 2 | - | 134068 |  | - | - | 1 | 2004316 | 8.11 | 795 | 795
AAAC | 2 | 2004146 | 783 | PRIMARY | #NAME? |  | 2 | #NAME? | 46196683 | 46196683 | AAAC | 2 | 2004146 | 783 |  | 2004146 | 2004146 | 7 | 2004334 | 5.11 | 500 | 500
AAAC | 2 | 2004182 | 399319 | PRIMARY | #NAME? |  | 2/0 | #NAME? | 16528120 | 16528120 | AAAC | 2 | 2004182 | 399319 |  | 2004182 | 2004182 | 7 | 2004336 | 2.03 | 336 | 336
AAAC | 2 | 2004183 | 187640 | PRIMARY | #NAME? |  | 336 | #NAME? | 979 | 979 | AAAC | 2 | 2004183 | 187640 |  | 2004183 | 2004183 | 7 | 2004362 | 1.95 | 4/0 | 211.6
AAAC | 2 | 2004185 | 1341 | PRIMARY | #NAME? |  | 4/0 | #NAME? | 4749053 | 4749053 | AAAC | 2 | 2004185 | 1341 |  | 2004185 | 2004185 | 7 | 2004338 | 2.49 | 2/0 | 133.1
AAAC | 2 | 2004186 | 8687 | PRIMARY | #NAME? | AAC | 1/0 | #NAME? | 11848 | 11848 | AAAC | 2 | 2004186 | 8687 |  | 2004186 | 2004186 | 7 | 2004364 | 1.95 | 1/0 | 105.6
AAAC | 2 | 2004189 | 1302 | PRIMARY | #NAME? |  | 2 | #NAME? | 12 | 12 | AAAC | 2 | 2004189 | 1302 |  | 2004189 | 2004189 | 7 | 2004340 | 2.64 | 2 | 66.36
AAAC | 2 | 2004191 | 628 | PRIMARY | #NAME? |  | 954 | #NAME? | 7480 | 7480 | AAAC | 2 | 2004191 | 628 |  | 2004191 | 2004191 | 7 | 2004365 | 2.55 | 4 | 41.74
AAAC | 2 | 2004194 | 16087 | PRIMARY | #NAME? | ACSR | 2 | #NAME? | 4017 | 4017 | AAAC | 2 | 2004194 | 16087 |  | 2004194 | 2004194 | 7 | 2004366 | 2.85 | 6 | 26.24
AAAC | 2 | 2004198 | 8506 | PRIMARY | #NAME? |  | 2/0 | #NAME? | 7690 | 7690 | AAAC | 2 | 2004198 | 8506 |  | 2004198 | 2004198 | 7 | 2004339 | 2.51 | 10 | 10.38
AAAC | 2 | 2004202 | 911 | PRIMARY | #NAME? |  | 336 | #NAME? | 27189563 | 27189563 | AAAC | 2 | 2004202 | 911 |  | 2004202 | 2004202 | 7 | 2004341 | 4.17
AAAC | 2 | 2004203 | 456 | PRIMARY | #NAME? |  | 4/0 | #NAME? | 2561 | 2561 | AAAC | 2 | 2004203 | 456 |  | 2004203 | 2004203 | 7 | 2004367 | 8.07
AAAC | 2 | 2004204 | 1124 | PRIMARY | #NAME? |  | 795 | #NAME? | 863322 | 863322 | AAAC | 2 | 2004204 | 1124 |  | 2004204 | 2004204 | 7
AAAC | 2 | 2004316 | 24661 | PRIMARY | #NAME? | AL | 1/0 | #NAME? | 698213 | 698213 | AAAC | 2 | 2004316 | 24661 | 8.11 | 20043168.11 | 20043168.11 | 11
AAAC | 2 | 2004322 | 269 | PRIMARY | #NAME? |  | 2 | #NAME? | 15 | 15 | AAAC | 2 | 2004322 | 269 |  | 2004322 | 2004322 | 7
AAAC | 2 | 2004331 | 44242871 | PRIMARY | #NAME? |  | 2 STRANDED | #NAME? | 14914 | 14914 | AAAC | 2 | 2004331 | 44242871 | 2.28 | 20043312.28 | 2004332 | 7
AAAC | 2 | 2004332 | 447266 | PRIMARY | #NAME? |  | 2/0 | #NAME? | 1572 | 1572 | AAAC | 2 | 2004332 | 447266 |  | 2004332 | 20043345.11 | 11
AAAC | 2 | 2004334 | 259816 | PRIMARY | #NAME? | CU | 1/0 | #NAME? | 11676 | 11676 | AAAC | 2 | 2004334 | 259816 | 5.11 | 20043345.11 | 20043362.03 | 11
AAAC | 2 | 2004336 | 188901 | PRIMARY | #NAME? |  | 2 | #NAME? | 88486 | 88486 | AAAC | 2 | 2004336 | 188901 | 2.03 | 20043362.03 | 9999999 | 7
AAAC | 2 | 9999999 | 266748 | PRIMARY | #NAME? |  | 2 SOLID | #NAME? | 107909 | 107909 | AAAC | 2 | 9999999 | 266748 |  | 9999999 |  | 0
AAAC | 2 |  | 5299 | PRIMARY | #NAME? |  | 2 STRANDED | #NAME? | 18064 | 18064 | AAAC | 2 |  | 5299 |  |  | 2002890 | 7
AAAC | 2/0 | - | 31896 | PRIMARY | #NAME? |  | 2/0 | #NAME? | 270303 | 270303 | AAAC | 2/0 | - | 31896 |  | - | 2004336 | 7
AAAC | 2/0 | 2002890 | 142 | PRIMARY | #NAME? |  | 4 | #NAME? | 8583 | 8583 | AAAC | 2/0 | 2002890 | 142 |  | 2002890 | 2004329 | 7
AAAC | 2/0 | 2004146 | 956 | PRIMARY | #NAME? |  | 4 SOLID | #NAME? | 350005 | 350005 | AAAC | 2/0 | 2004146 | 956 |  | 2004146 | 2004334 | 7
AAAC | 2/0 | 2004182 | 29494 | PRIMARY | #NAME? |  | 4 STRANDED | #NAME? | 2826 | 2826 | AAAC | 2/0 | 2004182 | 29494 |  | 2004182 | 2004360 | 7
AAAC | 2/0 | 2004183 | 15843 | PRIMARY | #NAME? |  | 4/0 | #NAME? | 432026 | 432026 | AAAC | 2/0 | 2004183 | 15843 |  | 2004183 | 20043621.95 | 11
AAAC | 2/0 | 2004185 | 453 | PRIMARY | #NAME? |  | 6 | #NAME? | 1944636 | 1944636 | AAAC | 2/0 | 2004185 | 453 |  | 2004185 | 20043382.49 | 11
AAAC | 2/0 | 2004186 | 2002 | PRIMARY | #NAME? | SOL | 4 | #NAME? | 8888 | 8888 | AAAC | 2/0 | 2004186 | 2002 |  | 2004186 | 2004361 | 7
AAAC | 2/0 | 2004189 | 2844 | PRIMARY | #NAME? | Total Result |  |  | 99519571 | 99519571 | AAAC | 2/0 | 2004189 | 2844 |  | 2004189 | 20043641.95 | 11
AAAC | 2/0 | 2004191 | 9871 | PRIMARY | #NAME? | [5 empty] | AAAC | 2/0 | 2004191 | 9871 |  | 2004191 | 2004188 | 7
AAAC | 2/0 | 2004194 | 2151 | PRIMARY | #NAME? | [5 empty] | AAAC | 2/0 | 2004194 | 2151 |  | 2004194 | 2004193 | 7
AAAC | 2/0 | 2004198 | 1540 | PRIMARY | #NAME? | [5 empty] | AAAC | 2/0 | 2004198 | 1540 |  | 2004198 | 20043402.64 | 11
AAAC | 2/0 | 2004204 | 92 | PRIMARY | #NAME? | [5 empty] | AAAC | 2/0 | 2004204 | 92 |  | 2004204 | 20043652.55 | 11
AAAC | 2/0 | 2004316 | 6126703 | PRIMARY | #NAME? | [5 empty] | AAAC | 2/0 | 2004316 | 6126703 | 8.11 | 20043168.11 | 20043662.85 | 11
AAAC | 2/0 | 2004322 | 50386 | PRIMARY | #NAME? | [5 empty] | AAAC | 2/0 | 2004322 | 50386 |  | 2004322 | 20043392.51 | 11
AAAC | 2/0 | 2004331 | 836928 | PRIMARY | #NAME? | [5 empty] | AAAC | 2/0 | 2004331 | 836928 | 2.28 | 20043312.28 | 2004201 | 7
AAAC | 2/0 | 2004332 | 39345 | PRIMARY | #NAME? | [5 empty] | AAAC | 2/0 | 2004332 | 39345 |  | 2004332 | 20043414.17 | 11
AAAC | 2/0 | 2004334 | 8954299 | PRIMARY | #NAME? | [5 empty] | AAAC | 2/0 | 2004334 | 8954299 | 5.11 | 20043345.11 | 2004363 | 7
AAAC | 2/0 | 2004336 | 329311 | PRIMARY | #NAME? | [5 empty] | AAAC | 2/0 | 2004336 | 329311 | 2.03 | 20043362.03 | 20043678.07 | 11
AAAC | 2/0 | 9999999 | 85226 | PRIMARY | #NAME? | [5 empty] | AAAC | 2/0 | 9999999 | 85226 |  | 9999999 | 2004200 | 7
AAAC | 2/0 |  | 8638 | PRIMARY | #NAME? | [5 empty] | AAAC | 2/0 |  | 8638 |  |  | 2004331 | 7
AAAC | 336 | - | 873 | PRIMARY | #NAME? | [5 empty] | AAAC | 336 | - | 873 |  | -
AAAC | 336 | 2004334 | 91 | PRIMARY | #NAME? | [5 empty] | AAAC | 336 | 2004334 | 91 | 5.11 | 20043345.11
AAAC | 336 | 2004336 | 15 | PRIMARY | #NAME? | [5 empty] | AAAC | 336 | 2004336 | 15 |  | 2004336
AAAC | 4/0 | - | 13651 | PRIMARY | #NAME? | [5 empty] | AAAC | 4/0 | - | 13651 |  | -
AAAC | 4/0 | 2004182 | 1068 | PRIMARY | #NAME? | [5 empty] | AAAC | 4/0 | 2004182 | 1068 |  | 2004182
AAAC | 4/0 | 2004183 | 7140 | PRIMARY | #NAME? | [5 empty] | AAAC | 4/0 | 2004183 | 7140 |  | 2004183
AAAC | 4/0 | 2004186 | 313 | PRIMARY | #NAME? | [5 empty] | AAAC | 4/0 | 2004186 | 313 |  | 2004186
AAAC | 4/0 | 2004189 | 9071 | PRIMARY | #NAME? | [5 empty] | AAAC | 4/0 | 2004189 | 9071 |  | 2004189
AAAC | 4/0 | 2004191 | 8716 | PRIMARY | #NAME? | [5 empty] | AAAC | 4/0 | 2004191 | 8716 |  | 2004191
AAAC | 4/0 | 2004198 | 1140 | PRIMARY | #NAME? | [5 empty] | AAAC | 4/0 | 2004198 | 1140 |  | 2004198
AAAC | 4/0 | 2004316 | 757072 | PRIMARY | #NAME? | [5 empty] | AAAC | 4/0 | 2004316 | 757072 | 8.11 | 20043168.11
AAAC | 4/0 | 2004322 | 86641 | PRIMARY | #NAME? | [5 empty] | AAAC | 4/0 | 2004322 | 86641 |  | 2004322
AAAC | 4/0 | 2004331 | 13572 | PRIMARY | #NAME? | [5 empty] | AAAC | 4/0 | 2004331 | 13572 | 2.28 | 20043312.28
AAAC | 4/0 | 2004332 | 24300 | PRIMARY | #NAME? | [5 empty] | AAAC | 4/0 | 2004332 | 24300 |  | 2004332
AAAC | 4/0 | 2004334 | 170474 | PRIMARY | #NAME? | [5 empty] | AAAC | 4/0 | 2004334 | 170474 | 5.11 | 20043345.11
AAAC | 4/0 | 2004336 | 3625286 | PRIMARY | #NAME? | [5 empty] | AAAC | 4/0 | 2004336 | 3625286 | 2.03 | 20043362.03
AAAC | 4/0 | 9999999 | 29123 | PRIMARY | #NAME? | [5 empty] | AAAC | 4/0 | 9999999 | 29123 |  | 9999999
AAAC | 4/0 |  | 1486 | PRIMARY | #NAME? | [5 empty] | AAAC | 4/0 |  | 1486
AAC | 1/0 | - | 112 | PRIMARY | #NAME?
AAC | 1/0 | 2004332 | 5051 | PRIMARY | #NAME? | [5 empty] | AAC | 1/0 | - | 112 |  | -
AAC | 1/0 | 2004334 | 96 | PRIMARY | #NAME? | [5 empty] | AAC | 1/0 | 2004332 | 5051 |  | 2004332
AAC | 1/0 | 9999999 | 6589 | PRIMARY | #NAME? | [5 empty] | AAC | 1/0 | 2004334 | 96 | 5.11 | 20043345.11
AAC | 2 | 2004331 | 12 | PRIMARY | #NAME? | [5 empty] | AAC | 1/0 | 9999999 | 6589 |  | 9999999
AAC | 954 | 2004329 | 7480 | PRIMARY | #NAME? | [5 empty] | AAC | 2 | 2004331 | 12 | 2.28 | 20043312.28
ACSR | 2 | 2004331 | 4017 | PRIMARY | #NAME? | [5 empty] | AAC | 954 | 2004329 | 7480 |  | 2004329
ACSR | 2/0 | 2004194 | 102 | PRIMARY | #NAME?
ACSR | 2/0 | 2004316 | 12 | PRIMARY | #NAME? | [5 empty] | ACSR | 2 | 2004331 | 4017 | 2.28 | 20043312.28
ACSR | 2/0 | 2004331 | 76 | PRIMARY | #NAME? | [5 empty] | ACSR | 2/0 | 2004194 | 102 |  | 2004194
ACSR | 2/0 | 2004332 | 259 | PRIMARY | #NAME? | [5 empty] | ACSR | 2/0 | 2004316 | 12 | 8.11 | 20043168.11
ACSR | 2/0 | 2004334 | 7241 | PRIMARY | #NAME? | [5 empty] | ACSR | 2/0 | 2004331 | 76 | 2.28 | 20043312.28
ACSR | 336 | - | 75015 | PRIMARY | #NAME? | [5 empty] | ACSR | 2/0 | 2004332 | 259 |  | 2004332
ACSR | 336 | 2002890 | 426 | PRIMARY | #NAME? | [5 empty] | ACSR | 2/0 | 2004334 | 7241 | 5.11 | 20043345.11
ACSR | 336 | 2004182 | 738 | PRIMARY | #NAME? | [5 empty] | ACSR | 336 | - | 75015 |  | -
ACSR | 336 | 2004186 | 942 | PRIMARY | #NAME? | [5 empty] | ACSR | 336 | 2002890 | 426 |  | 2002890
ACSR | 336 | 2004189 | 564 | PRIMARY | #NAME? | [5 empty] | ACSR | 336 | 2004182 | 738 |  | 2004182
ACSR | 336 | 2004191 | 479 | PRIMARY | #NAME? | [5 empty] | ACSR | 336 | 2004186 | 942 |  | 2004186
ACSR | 336 | 2004194 | 4419 | PRIMARY | #NAME? | [5 empty] | ACSR | 336 | 2004189 | 564 |  | 2004189
ACSR | 336 | 2004316 | 21050094 | PRIMARY | #NAME? | [5 empty] | ACSR | 336 | 2004191 | 479 |  | 2004191
ACSR | 336 | 2004322 | 140 | PRIMARY | #NAME? | [5 empty] | ACSR | 336 | 2004194 | 4419 |  | 2004194
ACSR | 336 | 2004331 | 30453 | PRIMARY | #NAME? | [5 empty] | ACSR | 336 | 2004316 | 21050094 | 8.11 | 20043168.11
ACSR | 336 | 2004332 | 996 | PRIMARY | #NAME? | [5 empty] | ACSR | 336 | 2004322 | 140 |  | 2004322
ACSR | 336 | 2004334 | 3011784 | PRIMARY | #NAME? | [5 empty] | ACSR | 336 | 2004331 | 30453 | 2.28 | 20043312.28
ACSR | 336 | 2004336 | 2835316 | PRIMARY | #NAME? | [5 empty] | ACSR | 336 | 2004332 | 996 |  | 2004332
ACSR | 336 | 9999999 | 148260 | PRIMARY | #NAME? | [5 empty] | ACSR | 336 | 2004334 | 3011784 | 5.11 | 20043345.11
ACSR | 336 |  | 29937 | PRIMARY | #NAME? | [5 empty] | ACSR | 336 | 2004336 | 2835316 | 2.03 | 20043362.03
ACSR | 4/0 | 2004183 | 15 | PRIMARY | #NAME? | [5 empty] | ACSR | 336 | 9999999 | 148260 |  | 9999999
ACSR | 4/0 | 2004336 | 2150 | PRIMARY | #NAME? | [5 empty] | ACSR | 336 |  | 29937
ACSR | 4/0 | 9999999 | 396 | PRIMARY | #NAME? | [5 empty] | ACSR | 4/0 | 2004183 | 15 |  | 2004183
ACSR | 795 | - | 1686 | PRIMARY | #NAME? | [5 empty] | ACSR | 4/0 | 2004336 | 2150 | 2.03 | 20043362.03
ACSR | 795 | 2004186 | 849 | PRIMARY | #NAME? | [5 empty] | ACSR | 4/0 | 9999999 | 396 |  | 9999999
ACSR | 795 | 2004316 | 2208 | PRIMARY | #NAME? | [5 empty] | ACSR | 795 | - | 1686 |  | -
ACSR | 795 | 2004322 | 434220 | PRIMARY | #NAME? | [5 empty] | ACSR | 795 | 2004186 | 849 |  | 2004186
ACSR | 795 | 2004331 | 531 | PRIMARY | #NAME? | [5 empty] | ACSR | 795 | 2004316 | 2208 | 8.11 | 20043168.11
ACSR | 795 | 2004332 | 72 | PRIMARY | #NAME? | [5 empty] | ACSR | 795 | 2004322 | 434220 |  | 2004322
ACSR | 795 | 2004334 | 15165 | PRIMARY | #NAME? | [5 empty] | ACSR | 795 | 2004331 | 531 | 2.28 | 20043312.28
ACSR | 795 | 2004336 | 391113 | PRIMARY | #NAME? | [5 empty] | ACSR | 795 | 2004332 | 72 |  | 2004332
ACSR | 795 | 9999999 | 17478 | PRIMARY | #NAME? | [5 empty] | ACSR | 795 | 2004334 | 15165 | 5.11 | 20043345.11
AL | 1/0 | - | 2746 | PRIMARY | #NAME? | [5 empty] | ACSR | 795 | 2004336 | 391113 | 2.03 | 20043362.03
AL | 1/0 | 2004146 | 2065 | PRIMARY | #NAME? | [5 empty] | ACSR | 795 | 9999999 | 17478 |  | 9999999
AL | 1/0 | 2004182 | 675 | PRIMARY | #NAME?
AL | 1/0 | 2004185 | 156 | PRIMARY | #NAME? | [5 empty] | AL | 1/0 | - | 2746 |  | -
AL | 1/0 | 2004186 | 1404 | PRIMARY | #NAME? | [5 empty] | AL | 1/0 | 2004146 | 2065 |  | 2004146
AL | 1/0 | 2004316 | 1593 | PRIMARY | #NAME? | [5 empty] | AL | 1/0 | 2004182 | 675 |  | 2004182
AL | 1/0 | 2004322 | 178 | PRIMARY | #NAME? | [5 empty] | AL | 1/0 | 2004185 | 156 |  | 2004185
AL | 1/0 | 2004331 | 27694 | PRIMARY | #NAME? | [5 empty] | AL | 1/0 | 2004186 | 1404 |  | 2004186
AL | 1/0 | 2004332 | 658903 | PRIMARY | #NAME? | [5 empty] | AL | 1/0 | 2004316 | 1593 | 8.11 | 20043168.11
AL | 1/0 | 2004334 | 1531 | PRIMARY | #NAME? | [5 empty] | AL | 1/0 | 2004322 | 178 |  | 2004322
AL | 1/0 | 2004336 | 1075 | PRIMARY | #NAME? | [5 empty] | AL | 1/0 | 2004331 | 27694 | 2.28 | 20043312.28
AL | 1/0 | 9999999 | 193 | PRIMARY | #NAME? | [5 empty] | AL | 1/0 | 2004332 | 658903 |  | 2004332
AL | 2 | 2004331 | 15 | PRIMARY | #NAME? | [5 empty] | AL | 1/0 | 2004334 | 1531 | 5.11 | 20043345.11
AL | 2 STRANDED | 2004183 | 139 | PRIMARY | #NAME? | [5 empty] | AL | 1/0 | 2004336 | 1075 | 2.03 | 20043362.03
AL | 2 STRANDED | 2004203 | 456 | PRIMARY | #NAME? | [5 empty] | AL | 1/0 | 9999999 | 193 |  | 9999999
AL | 2 STRANDED | 2004204 | 13290 | PRIMARY | #NAME? | [5 empty] | AL | 2 | 2004331 | 15 | 2.28 | 20043312.28
AL | 2 STRANDED | 2004316 | 241 | PRIMARY | #NAME? | [5 empty] | AL | 2 STRANDED | 2004183 | 139 |  | 2004183
AL | 2 STRANDED | 2004331 | 788 | PRIMARY | #NAME? | [5 empty] | AL | 2 STRANDED | 2004203 | 456 |  | 2004203
AL | 2/0 | 2004204 | 276 | PRIMARY | #NAME? | [5 empty] | AL | 2 STRANDED | 2004204 | 13290 |  | 2004204
AL | 2/0 | 2004331 | 32 | PRIMARY | #NAME? | [5 empty] | AL | 2 STRANDED | 2004316 | 241 | 8.11 | 20043168.11
AL | 2/0 | 2004334 | 1141 | PRIMARY | #NAME? | [5 empty] | AL | 2 STRANDED | 2004331 | 788 | 2.28 | 20043312.28
AL | 2/0 | 9999999 | 123 | PRIMARY | #NAME? | [5 empty] | AL | 2/0 | 2004204 | 276 |  | 2004204
CU | 1/0 | 2004146 | 9760 | PRIMARY | #NAME? | [5 empty] | AL | 2/0 | 2004331 | 32 | 2.28 | 20043312.28
CU | 1/0 | 2004191 | 483 | PRIMARY | #NAME? | [5 empty] | AL | 2/0 | 2004334 | 1141 | 5.11 | 20043345.11
CU | 1/0 | 2004194 | 632 | PRIMARY | #NAME? | [5 empty] | AL | 2/0 | 9999999 | 123 |  | 9999999
CU | 1/0 | 2004198 | 435 | PRIMARY | #NAME?
CU | 1/0 | 2004332 | 366 | PRIMARY | #NAME? | [5 empty] | CU | 1/0 | 2004146 | 9760 |  | 2004146
CU | 2 | - | 85 | PRIMARY | #NAME? | [5 empty] | CU | 1/0 | 2004191 | 483 |  | 2004191
CU | 2 | 2004182 | 3569 | PRIMARY | #NAME? | [5 empty] | CU | 1/0 | 2004194 | 632 |  | 2004194
CU | 2 | 2004183 | 706 | PRIMARY | #NAME? | [5 empty] | CU | 1/0 | 2004198 | 435 |  | 2004198
CU | 2 | 2004185 | 786 | PRIMARY | #NAME? | [5 empty] | CU | 1/0 | 2004332 | 366 |  | 2004332
CU | 2 | 2004186 | 48799 | PRIMARY | #NAME? | [5 empty] | CU | 2 | - | 85 |  | -
CU | 2 | 2004191 | 6954 | PRIMARY | #NAME? | [5 empty] | CU | 2 | 2004182 | 3569 |  | 2004182
CU | 2 | 2004194 | 5332 | PRIMARY | #NAME? | [5 empty] | CU | 2 | 2004183 | 706 |  | 2004183
CU | 2 | 2004331 | 8250 | PRIMARY | #NAME? | [5 empty] | CU | 2 | 2004185 | 786 |  | 2004185
CU | 2 | 2004332 | 1263 | PRIMARY | #NAME? | [5 empty] | CU | 2 | 2004186 | 48799 |  | 2004186
CU | 2 | 2004334 | 1910 | PRIMARY | #NAME? | [5 empty] | CU | 2 | 2004191 | 6954 |  | 2004191
CU | 2 | 2004336 | 436 | PRIMARY | #NAME? | [5 empty] | CU | 2 | 2004194 | 5332 |  | 2004194
CU | 2 | 9999999 | 10048 | PRIMARY | #NAME? | [5 empty] | CU | 2 | 2004331 | 8250 | 2.28 | 20043312.28
CU | 2 |  | 348 | PRIMARY | #NAME? | [5 empty] | CU | 2 | 2004332 | 1263 |  | 2004332
CU | 2 SOLID | - | 161 | PRIMARY | #NAME? | [5 empty] | CU | 2 | 2004334 | 1910 | 5.11 | 20043345.11
CU | 2 SOLID | 2004182 | 278 | PRIMARY | #NAME? | [5 empty] | CU | 2 | 2004336 | 436 | 2.03 | 20043362.03
CU | 2 SOLID | 2004183 | 2121 | PRIMARY | #NAME? | [5 empty] | CU | 2 | 9999999 | 10048 |  | 9999999
CU | 2 SOLID | 2004189 | 1272 | PRIMARY | #NAME? | [5 empty] | CU | 2 |  | 348
CU | 2 SOLID | 2004191 | 355 | PRIMARY | #NAME? | [5 empty] | CU | 2 SOLID | - | 161 |  | -
CU | 2 SOLID | 2004194 | 90743 | PRIMARY | #NAME? | [5 empty] | CU | 2 SOLID | 2004182 | 278 |  | 2004182
CU | 2 SOLID | 2004316 | 1774 | PRIMARY | #NAME? | [5 empty] | CU | 2 SOLID | 2004183 | 2121 |  | 2004183
CU | 2 SOLID | 2004322 | 364 | PRIMARY | #NAME? | [5 empty] | CU | 2 SOLID | 2004189 | 1272 |  | 2004189
CU | 2 SOLID | 2004331 | 4520 | PRIMARY | #NAME? | [5 empty] | CU | 2 SOLID | 2004191 | 355 |  | 2004191
CU | 2 SOLID | 2004332 | 387 | PRIMARY | #NAME? | [5 empty] | CU | 2 SOLID | 2004194 | 90743 |  | 2004194
CU | 2 SOLID | 2004334 | 1178 | PRIMARY | #NAME? | [5 empty] | CU | 2 SOLID | 2004316 | 1774 | 8.11 | 20043168.11
CU | 2 SOLID | 9999999 | 4756 | PRIMARY | #NAME? | [5 empty] | CU | 2 SOLID | 2004322 | 364 |  | 2004322
CU | 2 STRANDED | - | 170 | PRIMARY | #NAME? | [5 empty] | CU | 2 SOLID | 2004331 | 4520 | 2.28 | 20043312.28
CU | 2 STRANDED | 2004182 | 1747 | PRIMARY | #NAME? | [5 empty] | CU | 2 SOLID | 2004332 | 387 |  | 2004332
CU | 2 STRANDED | 2004185 | 13099 | PRIMARY | #NAME? | [5 empty] | CU | 2 SOLID | 2004334 | 1178 | 5.11 | 20043345.11
CU | 2 STRANDED | 2004191 | 349 | PRIMARY | #NAME? | [5 empty] | CU | 2 SOLID | 9999999 | 4756 |  | 9999999
CU | 2 STRANDED | 2004194 | 122 | PRIMARY | #NAME? | [5 empty] | CU | 2 STRANDED | - | 170 |  | -
CU | 2 STRANDED | 2004331 | 783 | PRIMARY | #NAME? | [5 empty] | CU | 2 STRANDED | 2004182 | 1747 |  | 2004182
CU | 2 STRANDED | 2004334 | 921 | PRIMARY | #NAME? | [5 empty] | CU | 2 STRANDED | 2004185 | 13099 |  | 2004185
CU | 2 STRANDED | 2004336 | 54 | PRIMARY | #NAME? | [5 empty] | CU | 2 STRANDED | 2004191 | 349 |  | 2004191
CU | 2 STRANDED | 9999999 | 819 | PRIMARY | #NAME? | [5 empty] | CU | 2 STRANDED | 2004194 | 122 |  | 2004194
CU | 2/0 | - | 4369 | PRIMARY | #NAME? | [5 empty] | CU | 2 STRANDED | 2004331 | 783 | 2.28 | 20043312.28
CU | 2/0 | 2004182 | 2108 | PRIMARY | #NAME? | [5 empty] | CU | 2 STRANDED | 2004334 | 921 | 5.11 | 20043345.11
CU | 2/0 | 2004183 | 1467 | PRIMARY | #NAME? | [5 empty] | CU | 2 STRANDED | 2004336 | 54 | 2.03 | 20043362.03
CU | 2/0 | 2004185 | 2208 | PRIMARY | #NAME? | [5 empty] | CU | 2 STRANDED | 9999999 | 819 |  | 9999999
CU | 2/0 | 2004186 | 14678 | PRIMARY | #NAME? | [5 empty] | CU | 2/0 | - | 4369 |  | -
CU | 2/0 | 2004189 | 134987 | PRIMARY | #NAME? | [5 empty] | CU | 2/0 | 2004182 | 2108 |  | 2004182
CU | 2/0 | 2004191 | 57259 | PRIMARY | #NAME? | [5 empty] | CU | 2/0 | 2004183 | 1467 |  | 2004183
CU | 2/0 | 2004194 | 4914 | PRIMARY | #NAME? | [5 empty] | CU | 2/0 | 2004185 | 2208 |  | 2004185
CU | 2/0 | 2004198 | 9037 | PRIMARY | #NAME? | [5 empty] | CU | 2/0 | 2004186 | 14678 |  | 2004186
CU | 2/0 | 2004316 | 2649 | PRIMARY | #NAME? | [5 empty] | CU | 2/0 | 2004189 | 134987 |  | 2004189
CU | 2/0 | 2004331 | 8316 | PRIMARY | #NAME? | [5 empty] | CU | 2/0 | 2004191 | 57259 |  | 2004191
CU | 2/0 | 2004332 | 870 | PRIMARY | #NAME? | [5 empty] | CU | 2/0 | 2004194 | 4914 |  | 2004194
CU | 2/0 | 2004334 | 19385 | PRIMARY | #NAME? | [5 empty] | CU | 2/0 | 2004198 | 9037 |  | 2004198
CU | 2/0 | 2004336 | 3559 | PRIMARY | #NAME? | [5 empty] | CU | 2/0 | 2004316 | 2649 | 8.11 | 20043168.11
CU | 2/0 | 9999999 | 4497 | PRIMARY | #NAME? | [5 empty] | CU | 2/0 | 2004331 | 8316 | 2.28 | 20043312.28
CU | 4 | 2004331 | 406 | PRIMARY | #NAME? | [5 empty] | CU | 2/0 | 2004332 | 870 |  | 2004332
CU | 4 | 2004334 | 384 | PRIMARY | #NAME? | [5 empty] | CU | 2/0 | 2004334 | 19385 | 5.11 | 20043345.11
CU | 4 | 9999999 | 7793 | PRIMARY | #NAME? | [5 empty] | CU | 2/0 | 2004336 | 3559 | 2.03 | 20043362.03
CU | 4 SOLID | - | 2919 | PRIMARY | #NAME? | [5 empty] | CU | 2/0 | 9999999 | 4497 |  | 9999999
CU | 4 SOLID | 2004182 | 38408 | PRIMARY | #NAME? | [5 empty] | CU | 4 | 2004331 | 406 | 2.28 | 20043312.28
CU | 4 SOLID | 2004183 | 265078 | PRIMARY | #NAME? | [5 empty] | CU | 4 | 2004334 | 384 |  | 2004334
CU | 4 SOLID | 2004185 | 210 | PRIMARY | #NAME? | [5 empty] | CU | 4 | 9999999 | 7793 |  | 9999999
CU | 4 SOLID | 2004186 | 229 | PRIMARY | #NAME? | [5 empty] | CU | 4 SOLID | - | 2919 |  | -
CU | 4 SOLID | 2004189 | 344 | PRIMARY | #NAME? | [5 empty] | CU | 4 SOLID | 2004182 | 38408 |  | 2004182
CU | 4 SOLID | 2004191 | 803 | PRIMARY | #NAME? | [5 empty] | CU | 4 SOLID | 2004183 | 265078 |  | 2004183
CU | 4 SOLID | 2004194 | 2517 | PRIMARY | #NAME? | [5 empty] | CU | 4 SOLID | 2004185 | 210 |  | 2004185
CU | 4 SOLID | 2004316 | 370 | PRIMARY | #NAME? | [5 empty] | CU | 4 SOLID | 2004186 | 229 |  | 2004186
CU | 4 SOLID | 2004331 | 27504 | PRIMARY | #NAME? | [5 empty] | CU | 4 SOLID | 2004189 | 344 |  | 2004189
CU | 4 SOLID | 2004332 | 2189 | PRIMARY | #NAME? | [5 empty] | CU | 4 SOLID | 2004191 | 803 |  | 2004191
CU | 4 SOLID | 2004334 | 5719 | PRIMARY | #NAME? | [5 empty] | CU | 4 SOLID | 2004194 | 2517 |  | 2004194
CU | 4 SOLID | 2004336 | 922 | PRIMARY | #NAME? | [5 empty] | CU | 4 SOLID | 2004316 | 370 | 8.11 | 20043168.11
CU | 4 SOLID | 9999999 | 2793 | PRIMARY | #NAME? | [5 empty] | CU | 4 SOLID | 2004331 | 27504 | 2.28 | 20043312.28
CU | 4 STRANDED | 2004183 | 1583 | PRIMARY | #NAME? | [5 empty] | CU | 4 SOLID | 2004332 | 2189 |  | 2004332
CU | 4 STRANDED | 2004202 | 911 | PRIMARY | #NAME? | [5 empty] | CU | 4 SOLID | 2004334 | 5719 | 5.11 | 20043345.11
CU | 4 STRANDED | 2004331 | 317 | PRIMARY | #NAME? | [5 empty] | CU | 4 SOLID | 2004336 | 922 | 2.03 | 20043362.03
CU | 4 STRANDED | 2004334 | 15 | PRIMARY | #NAME? | [5 empty] | CU | 4 SOLID | 9999999 | 2793 |  | 9999999
CU | 4/0 | - | 5716 | PRIMARY | #NAME? | [5 empty] | CU | 4 STRANDED | 2004183 | 1583 |  | 2004183
CU | 4/0 | 2004146 | 1809 | PRIMARY | #NAME? | [5 empty] | CU | 4 STRANDED | 2004202 | 911 |  | 2004202
CU | 4/0 | 2004185 | 843 | PRIMARY | #NAME? | [5 empty] | CU | 4 STRANDED | 2004331 | 317 | 2.28 | 20043312.28
CU | 4/0 | 2004186 | 1095 | PRIMARY | #NAME? | [5 empty] | CU | 4 STRANDED | 2004334 | 15 | 5.11 | 20043345.11
CU | 4/0 | 2004189 | 74709 | PRIMARY | #NAME? | [5 empty] | CU | 4/0 | - | 5716 |  | -
CU | 4/0 | 2004191 | 320950 | PRIMARY | #NAME? | [5 empty] | CU | 4/0 | 2004146 | 1809 |  | 2004146
CU | 4/0 | 2004194 | 1725 | PRIMARY | #NAME? | [5 empty] | CU | 4/0 | 2004185 | 843 |  | 2004185
CU | 4/0 | 2004198 | 6063 | PRIMARY | #NAME? | [5 empty] | CU | 4/0 | 2004186 | 1095 |  | 2004186
CU | 4/0 | 2004316 | 2258 | PRIMARY | #NAME? | [5 empty] | CU | 4/0 | 2004189 | 74709 |  | 2004189
CU | 4/0 | 2004331 | 46 | PRIMARY | #NAME? | [5 empty] | CU | 4/0 | 2004191 | 320950 |  | 2004191
CU | 4/0 | 2004332 | 342 | PRIMARY | #NAME? | [5 empty] | CU | 4/0 | 2004194 | 1725 |  | 2004194
CU | 4/0 | 2004334 | 4941 | PRIMARY | #NAME? | [5 empty] | CU | 4/0 | 2004198 | 6063 |  | 2004198
CU | 4/0 | 2004336 | 8790 | PRIMARY | #NAME? | [5 empty] | CU | 4/0 | 2004316 | 2258 | 8.11 | 20043168.11
CU | 4/0 | 9999999 | 2739 | PRIMARY | #NAME? | [5 empty] | CU | 4/0 | 2004331 | 46 | 2.28 | 20043312.28
CU | 6 | - | 2459 | PRIMARY | #NAME? | [5 empty] | CU | 4/0 | 2004332 | 342 |  | 2004332
CU | 6 | 2004182 | 1812651 | PRIMARY | #NAME? | [5 empty] | CU | 4/0 | 2004334 | 4941 | 5.11 | 20043345.11
CU | 6 | 2004183 | 12354 | PRIMARY | #NAME? | [5 empty] | CU | 4/0 | 2004336 | 8790 | 2.03 | 20043362.03
CU | 6 | 2004185 | 4744 | PRIMARY | #NAME? | [5 empty] | CU | 4/0 | 9999999 | 2739 |  | 9999999
CU | 6 | 2004186 | 8505 | PRIMARY | #NAME? | [5 empty] | CU | 6 | - | 2459 |  | -
CU | 6 | 2004189 | 298 | PRIMARY | #NAME? | [5 empty] | CU | 6 | 2004182 | 1812651 |  | 2004182
CU | 6 | 2004194 | 5155 | PRIMARY | #NAME? | [5 empty] | CU | 6 | 2004183 | 12354 |  | 2004183
CU | 6 | 2004204 | 422 | PRIMARY | #NAME? | [5 empty] | CU | 6 | 2004185 | 4744 |  | 2004185
CU | 6 | 2004316 | 126 | PRIMARY | #NAME? | [5 empty] | CU | 6 | 2004186 | 8505 |  | 2004186
CU | 6 | 2004331 | 38856 | PRIMARY | #NAME? | [5 empty] | CU | 6 | 2004189 | 298 |  | 2004189
CU | 6 | 2004332 | 10550 | PRIMARY | #NAME? | [5 empty] | CU | 6 | 2004194 | 5155 |  | 2004194
CU | 6 | 2004334 | 26760 | PRIMARY | #NAME? | [5 empty] | CU | 6 | 2004204 | 422 |  | 2004204
CU | 6 | 9999999 | 21756 | PRIMARY | #NAME? | [5 empty] | CU | 6 | 2004316 | 126 | 8.11 | 20043168.11
SOL | 4 | 2004183 | 7362 | PRIMARY | #NAME? | [5 empty] | CU | 6 | 2004331 | 38856 | 2.28 | 20043312.28
SOL | 4 | 2004334 | 355 | PRIMARY | #NAME? | [5 empty] | CU | 6 | 2004332 | 10550 |  | 2004332
SOL | 4 | 9999999 | 1171 | PRIMARY | #NAME? | [5 empty] | CU | 6 | 2004334 | 26760 | 5.11 | 20043345.11
- | - | - | 199295 | SECONDARY | #NAME? | [5 empty] | CU | 6 | 9999999 | 21756 |  | 9999999
- | - | 2004360 | 135 | SECONDARY | #NAME?
- | - | 2004362 | 104 | SECONDARY | #NAME? | [5 empty] | SOL | 4 | 2004183 | 7362 |  | 2004183
- | - |  | 539 | SECONDARY | #NAME? | [5 empty] | SOL | 4 | 2004334 | 355 | 5.11 | 20043345.11
AAAC | 2 | 2004182 | 8619 | SECONDARY | #NAME? | [5 empty] | SOL | 4 | 9999999 | 1171 |  | 9999999
AAAC | 2 | 2004183 | 7018 | SECONDARY | #NAME? | [5 empty] | - | - | - | 199295 |  | -
AAAC | 2 | 2004185 | 2418 | SECONDARY | #NAME? | [5 empty] | - | - | 2004360 | 135 |  | 2004360
AAAC | 2 | 2004194 | 5520 | SECONDARY | #NAME? | [5 empty] | - | - | 2004362 | 104 | 1.95 | 20043621.95
AAAC | 2 | 2004331 | 2728101 | SECONDARY | #NAME? | [5 empty] | - | - |  | 539
AAAC | 2 | 2004332 | 3379 | SECONDARY | #NAME?
AAAC | 2 | 2004334 | 24887 | SECONDARY | #NAME? | [5 empty] | AAAC | 2 | 2004182 | 8619 |  | 2004182
AAAC | 2 | 2004336 | 4793 | SECONDARY | #NAME? | [5 empty] | AAAC | 2 | 2004183 | 7018 |  | 2004183
AAAC | 2 | 2004338 | 1520 | SECONDARY | #NAME? | [5 empty] | AAAC | 2 | 2004185 | 2418 |  | 2004185
AAAC | 2 | 2004360 | 378 | SECONDARY | #NAME? | [5 empty] | AAAC | 2 | 2004194 | 5520 |  | 2004194
AAAC | 2 | 2004361 | 427 | SECONDARY | #NAME? | [5 empty] | AAAC | 2 | 2004331 | 2728101 | 2.28 | 20043312.28
AAAC | 2 | 2004362 | 919 | SECONDARY | #NAME? | [5 empty] | AAAC | 2 | 2004332 | 3379 |  | 2004332
AAAC | 2 | 2004364 | 205 | SECONDARY | #NAME? | [5 empty] | AAAC | 2 | 2004334 | 24887 | 5.11 | 20043345.11
AAAC | 2 |  | 8546 | SECONDARY | #NAME? | [5 empty] | AAAC | 2 | 2004336 | 4793 | 2.03 | 20043362.03
AAAC | 2/0 | 2004182 | 3033 | SECONDARY | #NAME? | [5 empty] | AAAC | 2 | 2004338 | 1520 | 2.49 | 20043382.49
AAAC | 2/0 | 2004183 | 2806 | SECONDARY | #NAME? | [5 empty] | AAAC | 2 | 2004360 | 378 |  | 2004360
AAAC | 2/0 | 2004185 | 898 | SECONDARY | #NAME? | [5 empty] | AAAC | 2 | 2004361 | 427 |  | 2004361
AAAC | 2/0 | 2004188 | 2112 | SECONDARY | #NAME? | [5 empty] | AAAC | 2 | 2004362 | 919 | 1.95 | 20043621.95
AAAC | 2/0 | 2004189 | 1040 | SECONDARY | #NAME? | [5 empty] | AAAC | 2 | 2004364 | 205 | 1.95 | 20043641.95
AAAC | 2/0 | 2004193 | 200 | SECONDARY | #NAME? | [5 empty] | AAAC | 2 |  | 8546
AAAC | 2/0 | 2004194 | 1417 | SECONDARY | #NAME? | [5 empty] | AAAC | 2/0 | 2004182 | 3033 |  | 2004182
AAAC | 2/0 | 2004331 | 23791 | SECONDARY | #NAME? | [5 empty] | AAAC | 2/0 | 2004183 | 2806 |  | 2004183
AAAC | 2/0 | 2004332 | 2340 | SECONDARY | #NAME? | [5 empty] | AAAC | 2/0 | 2004185 | 898 |  | 2004185
AAAC | 2/0 | 2004334 | 1157091 | SECONDARY | #NAME? | [5 empty] | AAAC | 2/0 | 2004188 | 2112 |  | 2004188
AAAC | 2/0 | 2004336 | 5483 | SECONDARY | #NAME? | [5 empty] | AAAC | 2/0 | 2004189 | 1040 |  | 2004189
AAAC | 2/0 | 2004338 | 1108 | SECONDARY | #NAME? | [5 empty] | AAAC | 2/0 | 2004193 | 200 |  | 2004193
AAAC | 2/0 | 2004340 | 460 | SECONDARY | #NAME? | [5 empty] | AAAC | 2/0 | 2004194 | 1417 |  | 2004194
AAAC | 2/0 | 2004362 | 501 | SECONDARY | #NAME? | [5 empty] | AAAC | 2/0 | 2004331 | 23791 | 2.28 | 20043312.28
AAAC | 2/0 | 2004364 | 131 | SECONDARY | #NAME? | [5 empty] | AAAC | 2/0 | 2004332 | 2340 |  | 2004332
AAAC | 2/0 |  | 2169 | SECONDARY | #NAME? | [5 empty] | AAAC | 2/0 | 2004334 | 1157091 | 5.11 | 20043345.11
AAAC | 4/0 | 2004182 | 169 | SECONDARY | #NAME? | [5 empty] | AAAC | 2/0 | 2004336 | 5483 | 2.03 | 20043362.03
AAAC | 4/0 | 2004183 | 291 | SECONDARY | #NAME? | [5 empty] | AAAC | 2/0 | 2004338 | 1108 | 2.49 | 20043382.49
AAAC | 4/0 | 2004188 | 244 | SECONDARY | #NAME? | [5 empty] | AAAC | 2/0 | 2004340 | 460 | 2.64 | 20043402.64
AAAC | 4/0 | 2004189 | 725 | SECONDARY | #NAME? | [5 empty] | AAAC | 2/0 | 2004362 | 501 | 1.95 | 20043621.95
AAAC | 4/0 | 2004194 | 76 | SECONDARY | #NAME? | [5 empty] | AAAC | 2/0 | 2004364 | 131 | 1.95 | 20043641.95
AAAC | 4/0 | 2004331 | 1164 | SECONDARY | #NAME? | [5 empty] | AAAC | 2/0 |  | 2169
AAAC | 4/0 | 2004334 | 2319 | SECONDARY | #NAME? | [5 empty] | AAAC | 4/0 | 2004182 | 169 |  | 2004182
AAAC | 4/0 | 2004336 | 84196 | SECONDARY | #NAME? | [5 empty] | AAAC | 4/0 | 2004183 | 291 |  | 2004183
AAAC | 4/0 | 2004338 | 49 | SECONDARY | #NAME? | [5 empty] | AAAC | 4/0 | 2004188 | 244 |  | 2004188
AAAC | 4/0 | 2004365 | 103 | SECONDARY | #NAME? | [5 empty] | AAAC | 4/0 | 2004189 | 725 |  | 2004189
AAC | 4 STRANDED | - | 139 | SECONDARY | #NAME? | [5 empty] | AAAC | 4/0 | 2004194 | 76 |  | 2004194
AAC | 4 STRANDED | 2004182 | 94 | SECONDARY | #NAME? | [5 empty] | AAAC | 4/0 | 2004331 | 1164 | 2.28 | 20043312.28
AAC | 4 STRANDED | 2004194 | 166 | SECONDARY | #NAME? | [5 empty] | AAAC | 4/0 | 2004334 | 2319 | 5.11 | 20043345.11
AAC | 4 STRANDED | 2004331 | 438 | SECONDARY | #NAME? | [5 empty] | AAAC | 4/0 | 2004336 | 84196 | 2.03 | 20043362.03
AAC | 4 STRANDED | 2004338 | 85 | SECONDARY | #NAME? | [5 empty] | AAAC | 4/0 | 2004338 | 49 | 2.49 | 20043382.49
AAC | 4 STRANDED | 2004360 | 1696 | SECONDARY | #NAME? | [5 empty] | AAAC | 4/0 | 2004365 | 103 | 2.55 | 20043652.55
AAC | 4 STRANDED | 2004361 | 2202894 | SECONDARY | #NAME?
AAC | 4 STRANDED | 2004362 | 1451 | SECONDARY | #NAME? | [5 empty] | AAC | 4 STRANDED | - | 139 |  | -
AAC | 4 STRANDED | 2004364 | 268 | SECONDARY | #NAME? | [5 empty] | AAC | 4 STRANDED | 2004182 | 94 |  | 2004182
AAC | 4 STRANDED | 2004365 | 122 | SECONDARY | #NAME? | [5 empty] | AAC | 4 STRANDED | 2004194 | 166 |  | 2004194
AAC | 4 STRANDED | 2004366 | 152 | SECONDARY | #NAME? | [5 empty] | AAC | 4 STRANDED | 2004331 | 438 | 2.28 | 20043312.28
AAC | 4 STRANDED |  | 8126 | SECONDARY | #NAME? | [5 empty] | AAC | 4 STRANDED | 2004338 | 85 | 2.49 | 20043382.49
AL | 1/0 | - | 1308 | SECONDARY | #NAME? | [5 empty] | AAC | 4 STRANDED | 2004360 | 1696 |  | 2004360
AL | 1/0 | 2004182 | 1947 | SECONDARY | #NAME? | [5 empty] | AAC | 4 STRANDED | 2004361 | 2202894 |  | 2004361
AL | 1/0 | 2004183 | 2502 | SECONDARY | #NAME? | [5 empty] | AAC | 4 STRANDED | 2004362 | 1451 | 1.95 | 20043621.95
AL | 1/0 | 2004185 | 354 | SECONDARY | #NAME? | [5 empty] | AAC | 4 STRANDED | 2004364 | 268 | 1.95 | 20043641.95
AL | 1/0 | 2004188 | 333 | SECONDARY | #NAME? | [5 empty] | AAC | 4 STRANDED | 2004365 | 122 | 2.55 | 20043652.55
AL | 1/0 | 2004189 | 446 | SECONDARY | #NAME? | [5 empty] | AAC | 4 STRANDED | 2004366 | 152 | 2.85 | 20043662.85
AL | 1/0 | 2004191 | 323 | SECONDARY | #NAME? | [5 empty] | AAC | 4 STRANDED |  | 8126
AL | 1/0 | 2004194 | 710 | SECONDARY | #NAME?
AL | 1/0 | 2004331 | 12546 | SECONDARY | #NAME? | [5 empty] | AL | 1/0 | - | 1308 |  | -
AL | 1/0 | 2004332 | 632189 | SECONDARY | #NAME? | [5 empty] | AL | 1/0 | 2004182 | 1947 |  | 2004182
AL | 1/0 | 2004334 | 8618 | SECONDARY | #NAME? | [5 empty] | AL | 1/0 | 2004183 | 2502 |  | 2004183
AL | 1/0 | 2004336 | 344 | SECONDARY | #NAME? | [5 empty] | AL | 1/0 | 2004185 | 354 |  | 2004185
AL | 1/0 | 2004338 | 1429 | SECONDARY | #NAME? | [5 empty] | AL | 1/0 | 2004188 | 333 |  | 2004188
AL | 1/0 | 2004339 | 456 | SECONDARY | #NAME? | [5 empty] | AL | 1/0 | 2004189 | 446 |  | 2004189
AL | 1/0 | 2004340 | 516 | SECONDARY | #NAME? | [5 empty] | AL | 1/0 | 2004191 | 323 |  | 2004191
AL | 1/0 | 2004364 | 262 | SECONDARY | #NAME? | [5 empty] | AL | 1/0 | 2004194 | 710 |  | 2004194
AL | 1/0 |  | 2873 | SECONDARY | #NAME? | [5 empty] | AL | 1/0 | 2004331 | 12546 | 2.28 | 20043312.28
AL | 2 | - | 2801 | SECONDARY | #NAME? | [5 empty] | AL | 1/0 | 2004332 | 632189 |  | 2004332
AL | 2 STRANDED | - | 257 | SECONDARY | #NAME? | [5 empty] | AL | 1/0 | 2004334 | 8618 | 5.11 | 20043345.11
AL | 2 STRANDED | 2004193 | 217 | SECONDARY | #NAME? | [5 empty] | AL | 1/0 | 2004336 | 344 | 2.03 | 20043362.03
AL | 2 STRANDED | 2004201 | 68 | SECONDARY | #NAME? | [5 empty] | AL | 1/0 | 2004338 | 1429 | 2.49 | 20043382.49
AL | 2 STRANDED | 2004331 | 319 | SECONDARY | #NAME? | [5 empty] | AL | 1/0 | 2004339 | 456 | 2.51 | 20043392.51
AL | 2 STRANDED | 2004332 | 179 | SECONDARY | #NAME? | [5 empty] | AL | 1/0 | 2004340 | 516 | 2.64 | 20043402.64
AL | 2 STRANDED | 2004334 | 68 | SECONDARY | #NAME? | [5 empty] | AL | 1/0 | 2004364 | 262 | 1.95 | 20043641.95
AL | 2 STRANDED | 2004338 | 1352 | SECONDARY | #NAME? | [5 empty] | AL | 1/0 |  | 2873
AL | 2 STRANDED | 2004340 | 141 | SECONDARY | #NAME? | [5 empty] | AL | 2 | - | 2801 |  | -
AL | 2 STRANDED | 2004341 | 113 | SECONDARY | #NAME? | [5 empty] | AL | 2 STRANDED | - | 257 |  | -
AL | 2 STRANDED | 2004360 | 14043 | SECONDARY | #NAME? | [5 empty] | AL | 2 STRANDED | 2004193 | 217 |  | 2004193
AL | 2 STRANDED | 2004361 | 2820 | SECONDARY | #NAME? | [5 empty] | AL | 2 STRANDED | 2004201 | 68 |  | 2004201
AL | 2 STRANDED | 2004362 | 6644935 | SECONDARY | #NAME? | [5 empty] | AL | 2 STRANDED | 2004331 | 319 | 2.28 | 20043312.28
AL | 2 STRANDED | 2004363 | 122642 | SECONDARY | #NAME? | [5 empty] | AL | 2 STRANDED | 2004332 | 179 |  | 2004332
AL | 2 STRANDED | 2004364 | 10683 | SECONDARY | #NAME? | [5 empty] | AL | 2 STRANDED | 2004334 | 68 | 5.11 | 20043345.11
AL | 2 STRANDED | 2004365 | 838 | SECONDARY | #NAME? | [5 empty] | AL | 2 STRANDED | 2004338 | 1352 | 2.49 | 20043382.49
AL | 2 STRANDED | 2004366 | 40 | SECONDARY | #NAME? | [5 empty] | AL | 2 STRANDED | 2004340 | 141 | 2.64 | 20043402.64
AL | 2 STRANDED |  | 26322 | SECONDARY | #NAME? | [5 empty] | AL | 2 STRANDED | 2004341 | 113 | 4.17 | 20043414.17
AL | 2/0 | - | 987 | SECONDARY | #NAME? | [5 empty] | AL | 2 STRANDED | 2004360 | 14043 |  | 2004360
AL | 2/0 | 2004182 | 506 | SECONDARY | #NAME? | [5 empty] | AL | 2 STRANDED | 2004361 | 2820 |  | 2004361
AL | 2/0 | 2004183 | 211 | SECONDARY | #NAME? | [5 empty] | AL | 2 STRANDED | 2004362 | 6644935 | 1.95 | 20043621.95
AL | 2/0 | 2004185 | 732 | SECONDARY | #NAME? | [5 empty] | AL | 2 STRANDED | 2004363 | 122642 |  | 2004363
AL | 2/0 | 2004188 | 84 | SECONDARY | #NAME? | [5 empty] | AL | 2 STRANDED | 2004364 | 10683 | 1.95 | 20043641.95
AL | 2/0 | 2004194 | 146 | SECONDARY | #NAME? | [5 empty] | AL | 2 STRANDED | 2004365 | 838 | 2.55 | 20043652.55
AL | 2/0 | 2004201 | 58 | SECONDARY | #NAME? | [5 empty] | AL | 2 STRANDED | 2004366 | 40 | 2.85 | 20043662.85
AL | 2/0 | 2004331 | 2020 | SECONDARY | #NAME? | [5 empty] | AL | 2 STRANDED |  | 26322
AL | 2/0 | 2004332 | 507 | SECONDARY | #NAME? | [5 empty] | AL | 2/0 | - | 987 |  | -
AL | 2/0 | 2004334 | 1202 | SECONDARY | #NAME? | [5 empty] | AL | 2/0 | 2004182 | 506 |  | 2004182
AL | 2/0 | 2004336 | 179 | SECONDARY | #NAME? | [5 empty] | AL | 2/0 | 2004183 | 211 |  | 2004183
AL | 2/0 | 2004338 | 4952806 | SECONDARY | #NAME? | [5 empty] | AL | 2/0 | 2004185 | 732 |  | 2004185
AL | 2/0 | 2004339 | 1795 | SECONDARY | #NAME? | [5 empty] | AL | 2/0 | 2004188 | 84 |  | 2004188
AL | 2/0 | 2004340 | 207288 | SECONDARY | #NAME? | [5 empty] | AL | 2/0 | 2004194 | 146 |  | 2004194
AL | 2/0 | 2004341 | 560 | SECONDARY | #NAME? | [5 empty] | AL | 2/0 | 2004201 | 58 |  | 2004201
AL | 2/0 | 2004360 | 9140 | SECONDARY | #NAME? | [5 empty] | AL | 2/0 | 2004331 | 2020 | 2.28 | 20043312.28
AL | 2/0 | 2004361 | 1786 | SECONDARY | #NAME? | [5 empty] | AL | 2/0 | 2004332 | 507 |  | 2004332
AL | 2/0 | 2004362 | 17040 | SECONDARY | #NAME? | [5 empty] | AL | 2/0 | 2004334 | 1202 | 5.11 | 20043345.11
AL | 2/0 | 2004363 | 1783 | SECONDARY | #NAME? | [5 empty] | AL | 2/0 | 2004336 | 179 | 2.03 | 20043362.03
AL | 2/0 | 2004364 | 5420678 | SECONDARY | #NAME? | [5 empty] | AL | 2/0 | 2004338 | 4952806 | 2.49 | 20043382.49
AL | 2/0 | 2004365 | 385854 | SECONDARY | #NAME? | [5 empty] | AL | 2/0 | 2004339 | 1795 | 2.51 | 20043392.51
AL | 2/0 | 2004366 | 1006 | SECONDARY | #NAME? | [5 empty] | AL | 2/0 | 2004340 | 207288 | 2.64 | 20043402.64
AL | 2/0 | 2004367 | 615 | SECONDARY | #NAME? | [5 empty] | AL | 2/0 | 2004341 | 560 | 4.17 | 20043414.17
AL | 2/0 |  | 23227 | SECONDARY | #NAME? | [5 empty] | AL | 2/0 | 2004360 | 9140 |  | 2004360
AL | 4 | - | 184 | SECONDARY | #NAME? | [5 empty] | AL | 2/0 | 2004361 | 1786 |  | 2004361
AL | 4 STRANDED | - | 654 | SECONDARY | #NAME? | [5 empty] | AL | 2/0 | 2004362 | 17040 | 1.95 | 20043621.95
AL | 4 STRANDED | 2004182 | 76 | SECONDARY | #NAME? | [5 empty] | AL | 2/0 | 2004363 | 1783 |  | 2004363
AL | 4 STRANDED | 2004185 | 54 | SECONDARY | #NAME? | [5 empty] | AL | 2/0 | 2004364 | 5420678 | 1.95 | 20043641.95
AL | 4 STRANDED | 2004194 | 78 | SECONDARY | #NAME? | [5 empty] | AL | 2/0 | 2004365 | 385854 | 2.55 | 20043652.55
AL | 4 STRANDED | 2004201 | 39 | SECONDARY | #NAME? | [5 empty] | AL | 2/0 | 2004366 | 1006 | 2.85 | 20043662.85
AL | 4 STRANDED | 2004331 | 693 | SECONDARY | #NAME? | [5 empty] | AL | 2/0 | 2004367 | 615 | 8.07 | 20043678.07
AL | 4 STRANDED | 2004334 | 252 | SECONDARY | #NAME? | [5 empty] | AL | 2/0 |  | 23227
AL | 4 STRANDED | 2004336 | 109 | SECONDARY | #NAME? | [5 empty] | AL | 4 | - | 184 |  | -
AL | 4 STRANDED | 2004338 | 163 | SECONDARY | #NAME? | [5 empty] | AL | 4 STRANDED | - | 654 |  | -
AL | 4 STRANDED | 2004360 | 2347743 | SECONDARY | #NAME? | [5 empty] | AL | 4 STRANDED | 2004182 | 76 |  | 2004182
AL | 4 STRANDED | 2004361 | 3710 | SECONDARY | #NAME? | [5 empty] | AL | 4 STRANDED | 2004185 | 54 |  | 2004185
AL | 4 STRANDED | 2004362 | 5455 | SECONDARY | #NAME? | [5 empty] | AL | 4 STRANDED | 2004194 | 78 |  | 2004194
AL | 4 STRANDED | 2004363 | 518 | SECONDARY | #NAME? | [5 empty] | AL | 4 STRANDED | 2004201 | 39 |  | 2004201
AL | 4 STRANDED | 2004364 | 2642 | SECONDARY | #NAME? | [5 empty] | AL | 4 STRANDED | 2004331 | 693 | 2.28 | 20043312.28
AL | 4 STRANDED | 2004365 | 155 | SECONDARY | #NAME? | [5 empty] | AL | 4 STRANDED | 2004334 | 252 | 5.11 | 20043345.11
AL | 4 STRANDED | 2004366 | 102 | SECONDARY | #NAME? | [5 empty] | AL | 4 STRANDED | 2004336 | 109 | 2.03 | 20043362.03
AL | 4 STRANDED | 2004367 | 205 | SECONDARY | #NAME? | [5 empty] | AL | 4 STRANDED | 2004338 | 163 | 2.49 | 20043382.49
AL | 4 STRANDED |  | 2582 | SECONDARY | #NAME? | [5 empty] | AL | 4 STRANDED | 2004360 | 2347743 |  | 2004360
AL | 4/0 | 2004183 | 43 | SECONDARY | #NAME? | [5 empty] | AL | 4 STRANDED | 2004361 | 3710 |  | 2004361
AL | 4/0 | 2004200 | 49 | SECONDARY | #NAME? | [5 empty] | AL | 4 STRANDED | 2004362 | 5455 | 1.95 | 20043621.95
AL | 4/0 | 2004201 | 64 | SECONDARY | #NAME? | [5 empty] | AL | 4 STRANDED | 2004363 | 518 |  | 2004363
AL | 4/0 | 2004332 | 46 | SECONDARY | #NAME? | [5 empty] | AL | 4 STRANDED | 2004364 | 2642 | 1.95 | 20043641.95
AL | 4/0 | 2004338 | 637 | SECONDARY | #NAME? | [5 empty] | AL | 4 STRANDED | 2004365 | 155 | 2.55 | 20043652.55
AL | 4/0 | 2004339 | 219285 | SECONDARY | #NAME? | [5 empty] | AL | 4 STRANDED | 2004366 | 102 | 2.85 | 20043662.85
AL | 4/0 | 2004340 | 200 | SECONDARY | #NAME? | [5 empty] | AL | 4 STRANDED | 2004367 | 205 | 8.07 | 20043678.07
AL | 4/0 | 2004341 | 51985 | SECONDARY | #NAME? | [5 empty] | AL | 4 STRANDED |  | 2582
AL | 4/0 | 2004360 | 246 | SECONDARY | #NAME? | [5 empty] | AL | 4/0 | 2004183 | 43 |  | 2004183
AL | 4/0 | 2004361 | 157 | SECONDARY | #NAME? | [5 empty] | AL | 4/0 | 2004200 | 49 |  | 2004200
AL | 4/0 | 2004362 | 296 | SECONDARY | #NAME? | [5 empty] | AL | 4/0 | 2004201 | 64 |  | 2004201
AL | 4/0 | 2004363 | 95 | SECONDARY | #NAME? | [5 empty] | AL | 4/0 | 2004332 | 46 |  | 2004332
AL | 4/0 | 2004364 | 608 | SECONDARY | #NAME? | [5 empty] | AL | 4/0 | 2004338 | 637 | 2.49 | 20043382.49
AL | 4/0 | 2004365 | 598 | SECONDARY | #NAME? | [5 empty] | AL | 4/0 | 2004339 | 219285 | 2.51 | 20043392.51
AL | 4/0 | 2004366 | 209246 | SECONDARY | #NAME? | [5 empty] | AL | 4/0 | 2004340 | 200 | 2.64 | 20043402.64
AL | 4/0 | 2004367 | 152335 | SECONDARY | #NAME? | [5 empty] | AL | 4/0 | 2004341 | 51985 | 4.17 | 20043414.17
AL | 4/0 |  | 351 | SECONDARY | #NAME? | [5 empty] | AL | 4/0 | 2004360 | 246 |  | 2004360
CU | 1/0 | - | 268 | SECONDARY | #NAME? | [5 empty] | AL | 4/0 | 2004361 | 157 |  | 2004361
CU | 1/0 | 2004182 | 1862 | SECONDARY | #NAME? | [5 empty] | AL | 4/0 | 2004362 | 296 | 1.95 | 20043621.95
CU | 1/0 | 2004183 | 1084 | SECONDARY | #NAME? | [5 empty] | AL | 4/0 | 2004363 | 95 |  | 2004363
CU | 1/0 | 2004185 | 1100 | SECONDARY | #NAME? | [5 empty] | AL | 4/0 | 2004364 | 608 | 1.95 | 20043641.95
CU | 1/0 | 2004188 | 63718 | SECONDARY | #NAME? | [5 empty] | AL | 4/0 | 2004365 | 598 | 2.55 | 20043652.55
CU | 1/0 | 2004191 | 180 | SECONDARY | #NAME? | [5 empty] | AL | 4/0 | 2004366 | 209246 | 2.85 | 20043662.85
CU | 1/0 | 2004193 | 120 | SECONDARY | #NAME? | [5 empty] | AL | 4/0 | 2004367 | 152335 | 8.07 | 20043678.07
CU | 1/0 | 2004194 | 847 | SECONDARY | #NAME? | [5 empty] | AL | 4/0 |  | 351
CU | 1/0 | 2004331 | 319 | SECONDARY | #NAME?
CU | 1/0 | 2004334 | 2228 | SECONDARY | #NAME? | [5 empty] | CU | 1/0 | - | 268 |  | -
CU | 1/0 | 2004338 | 292 | SECONDARY | #NAME? | [5 empty] | CU | 1/0 | 2004182 | 1862 |  | 2004182
CU | 1/0 | 2004364 | 90 | SECONDARY | #NAME? | [5 empty] | CU | 1/0 | 2004183 | 1084 |  | 2004183
CU | 10 | - | 13175 | SECONDARY | #NAME? | [5 empty] | CU | 1/0 | 2004185 | 1100 |  | 2004185
CU | 2 | - | 0 | SECONDARY | #NAME? | [5 empty] | CU | 1/0 | 2004188 | 63718 |  | 2004188
CU | 2 SOLID | 2004182 | 9798 | SECONDARY | #NAME? | [5 empty] | CU | 1/0 | 2004191 | 180 |  | 2004191
CU | 2 SOLID | 2004183 | 16668 | SECONDARY | #NAME? | [5 empty] | CU | 1/0 | 2004193 | 120 |  | 2004193
CU | 2 SOLID | 2004185 | 1237 | SECONDARY | #NAME? | [5 empty] | CU | 1/0 | 2004194 | 847 |  | 2004194
CU | 2 SOLID | 2004188 | 558 | SECONDARY | #NAME? | [5 empty] | CU | 1/0 | 2004331 | 319 | 2.28 | 20043312.28
CU | 2 SOLID | 2004189 | 1881 | SECONDARY | #NAME? | [5 empty] | CU | 1/0 | 2004334 | 2228 | 5.11 | 20043345.11
CU | 2 SOLID | 2004193 | 333 | SECONDARY | #NAME? | [5 empty] | CU | 1/0 | 2004338 | 292 | 2.49 | 20043382.49
CU | 2 SOLID | 2004194 | 609985 | SECONDARY | #NAME? | [5 empty] | CU | 1/0 | 2004364 | 90 | 1.95 | 20043641.95
CU | 2 SOLID | 2004331 | 3891 | SECONDARY | #NAME? | [5 empty] | CU | 10 | - | 13175 |  | -
CU | 2 SOLID | 2004332 | 843 | SECONDARY | #NAME? | [5 empty] | CU | 2 | - | 0 |  | -
CU | 2 SOLID | 2004334 | 3620 | SECONDARY | #NAME? | [5 empty] | CU | 2 SOLID | 2004182 | 9798 |  | 2004182
CU | 2 SOLID | 2004336 | 902 | SECONDARY | #NAME? | [5 empty] | CU | 2 SOLID | 2004183 | 16668 |  | 2004183
CU | 2 SOLID | 2004338 | 1276 | SECONDARY | #NAME? | [5 empty] | CU | 2 SOLID | 2004185 | 1237 |  | 2004185
CU | 2 SOLID | 2004360 | 262 | SECONDARY | #NAME? | [5 empty] | CU | 2 SOLID | 2004188 | 558 |  | 2004188
CU | 2 SOLID | 2004364 | 68 | SECONDARY | #NAME? | [5 empty] | CU | 2 SOLID | 2004189 | 1881 |  | 2004189
CU | 2 SOLID |  | 1847 | SECONDARY | #NAME? | [5 empty] | CU | 2 SOLID | 2004193 | 333 |  | 2004193
CU | 2 STRANDED | 2004182 | 1852 | SECONDARY | #NAME? | [5 empty] | CU | 2 SOLID | 2004194 | 609985 |  | 2004194
CU | 2 STRANDED | 2004183 | 6076 | SECONDARY | #NAME? | [5 empty] | CU | 2 SOLID | 2004331 | 3891 | 2.28 | 20043312.28
CU | 2 STRANDED | 2004185 | 266748 | SECONDARY | #NAME? | [5 empty] | CU | 2 SOLID | 2004332 | 843 |  | 2004332
CU | 2 STRANDED | 2004188 | 444 | SECONDARY | #NAME? | [5 empty] | CU | 2 SOLID | 2004334 | 3620 | 5.11 | 20043345.11
CU | 2 STRANDED | 2004189 | 964 | SECONDARY | #NAME? | [5 empty] | CU | 2 SOLID | 2004336 | 902 | 2.03 | 20043362.03
CU | 2 STRANDED | 2004191 | 202 | SECONDARY | #NAME? | [5 empty] | CU | 2 SOLID | 2004338 | 1276 | 2.49 | 20043382.49
CU | 2 STRANDED | 2004194 | 891 | SECONDARY | #NAME? | [5 empty] | CU | 2 SOLID | 2004360 | 262 |  | 2004360
CU | 2 STRANDED | 2004331 | 518 | SECONDARY | #NAME? | [5 empty] | CU | 2 SOLID | 2004364 | 68 | 1.95 | 20043641.95
CU | 2 STRANDED | 2004332 | 108 | SECONDARY | #NAME? | [5 empty] | CU | 2 SOLID |  | 1847
CU | 2 STRANDED | 2004334 | 1997 | SECONDARY | #NAME? | [5 empty] | CU | 2 STRANDED | 2004182 | 1852 |  | 2004182
CU | 2 STRANDED | 2004336 | 202 | SECONDARY | #NAME? | [5 empty] | CU | 2 STRANDED | 2004183 | 6076 |  | 2004183
CU | 2 STRANDED | 2004338 | 640 | SECONDARY | #NAME? | [5 empty] | CU | 2 STRANDED | 2004185 | 266748 |  | 2004185
CU | 2 STRANDED |  | 3139 | SECONDARY | #NAME? | [5 empty] | CU | 2 STRANDED | 2004188 | 444 |  | 2004188
CU | 2/0 | - | 294 | SECONDARY | #NAME? | [5 empty] | CU | 2 STRANDED | 2004189 | 964 |  | 2004189
CU | 2/0 | 2004182 | 1127 | SECONDARY | #NAME? | [5 empty] | CU | 2 STRANDED | 2004191 | 202 |  | 2004191
CU | 2/0 | 2004183 | 1106 | SECONDARY | #NAME? | [5 empty] | CU | 2 STRANDED | 2004194 | 891 |  | 2004194
CU | 2/0 | 2004185 | 390 | SECONDARY | #NAME? | [5 empty] | CU | 2 STRANDED | 2004331 | 518 | 2.28 | 20043312.28
CU | 2/0 | 2004188 | 446 | SECONDARY | #NAME? | [5 empty] | CU | 2 STRANDED | 2004332 | 108 |  | 2004332
CU | 2/0 | 2004189 | 61650 | SECONDARY | #NAME? | [5 empty] | CU | 2 STRANDED | 2004334 | 1997 | 5.11 | 20043345.11
CU | 2/0 | 2004194 | 3488 | SECONDARY | #NAME? | [5 empty] | CU | 2 STRANDED | 2004336 | 202 | 2.03 | 20043362.03
CU | 2/0 | 2004332 | 462 | SECONDARY | #NAME? | [5 empty] | CU | 2 STRANDED | 2004338 | 640 | 2.49 | 20043382.49
CU | 2/0 | 2004334 | 112 | SECONDARY | #NAME? | [5 empty] | CU | 2 STRANDED |  | 3139
CU | 2/0 | 2004339 | 298 | SECONDARY | #NAME? | [5 empty] | CU | 2/0 | - | 294 |  | -
CU | 2/0 | 2004341 | 292 | SECONDARY | #NAME? | [5 empty] | CU | 2/0 | 2004182 | 1127 |  | 2004182
CU | 2/0 | 2004366 | 288 | SECONDARY | #NAME? | [5 empty] | CU | 2/0 | 2004183 | 1106 |  | 2004183
CU | 2/0 |  | 112 | SECONDARY | #NAME? | [5 empty] | CU | 2/0 | 2004185 | 390 |  | 2004185
CU | 4 | - | 385 | SECONDARY | #NAME? | [5 empty] | CU | 2/0 | 2004188 | 446 |  | 2004188
CU | 4 SOLID | 2004182 | 34359 | SECONDARY | #NAME? | [5 empty] | CU | 2/0 | 2004189 | 61650 |  | 2004189
CU | 4 SOLID | 2004183 | 752519 | SECONDARY | #NAME? | [5 empty] | CU | 2/0 | 2004194 | 3488 |  | 2004194
CU | 4 SOLID | 2004185 | 1466 | SECONDARY | #NAME? | [5 empty] | CU | 2/0 | 2004332 | 462 |  | 2004332
CU | 4 SOLID | 2004188 | 280 | SECONDARY | #NAME? | [5 empty] | CU | 2/0 | 2004334 | 112 | 5.11 | 20043345.11
CU | 4 SOLID | 2004189 | 1082 | SECONDARY | #NAME? | [5 empty] | CU | 2/0 | 2004339 | 298 | 2.51 | 20043392.51
CU | 4 SOLID | 2004191 | 446 | SECONDARY | #NAME? | [5 empty] | CU | 2/0 | 2004341 | 292 | 4.17 | 20043414.17
CU | 4 SOLID | 2004193 | 1427 | SECONDARY | #NAME? | [5 empty] | CU | 2/0 | 2004366 | 288 | 2.85 | 20043662.85
CU | 4 SOLID | 2004194 | 5123 | SECONDARY | #NAME? | [5 empty] | CU | 2/0 |  | 112
CU | 4 SOLID | 2004331 | 6331 | SECONDARY | #NAME? | [5 empty] | CU | 4 | - | 385 |  | -
CU | 4 SOLID | 2004332 | 2183 | SECONDARY | #NAME? | [5 empty] | CU | 4 SOLID | 2004182 | 34359 |  | 2004182
CU | 4 SOLID | 2004334 | 8672 | SECONDARY | #NAME? | [5 empty] | CU | 4 SOLID | 2004183 | 752519 |  | 2004183
CU | 4 SOLID | 2004336 | 1454 | SECONDARY | #NAME? | [5 empty] | CU | 4 SOLID | 2004185 | 1466 |  | 2004185
CU | 4 SOLID | 2004338 | 472 | SECONDARY | #NAME? | [5 empty] | CU | 4 SOLID | 2004188 | 280 |  | 2004188
CU | 4 SOLID | 2004361 | 441 | SECONDARY | #NAME? | [5 empty] | CU | 4 SOLID | 2004189 | 1082 |  | 2004189
CU | 4 SOLID | 2004362 | 408 | SECONDARY | #NAME? | [5 empty] | CU | 4 SOLID | 2004191 | 446 |  | 2004191
CU | 4 SOLID |  | 4799 | SECONDARY | #NAME? | [5 empty] | CU | 4 SOLID | 2004193 | 1427 |  | 2004193
CU | 4/0 | 2004183 | 544 | SECONDARY | #NAME? | [5 empty] | CU | 4 SOLID | 2004194 | 5123 |  | 2004194
CU | 4/0 | 2004185 | 165 | SECONDARY | #NAME? | [5 empty] | CU | 4 SOLID | 2004331 | 6331 |  | 2004331
CU | 4/0 | 2004189 | 48 | SECONDARY | #NAME? | [5 empty] | CU | 4 SOLID | 2004332 | 2183 |  | 2004332
CU | 4/0 | 2004191 | 7573 | SECONDARY | #NAME? | [5 empty] | CU | 4 SOLID | 2004334 | 8672 | 5.11 | 20043345.11
CU | 4/0 | 2004194 | 98 | SECONDARY | #NAME? | [5 empty] | CU | 4 SOLID | 2004336 | 1454 | 2.03 | 20043362.03
CU | 4/0 | 2004200 | 2854 | SECONDARY | #NAME? | [5 empty] | CU | 4 SOLID | 2004338 | 472 | 2.49 | 20043382.49
CU | 4/0 | 2004332 | 225 | SECONDARY | #NAME? | [5 empty] | CU | 4 SOLID | 2004361 | 441 |  | 2004361
CU | 500 | 2004201 | 5862 | SECONDARY | #NAME? | [5 empty] | CU | 4 SOLID | 2004362 | 408 | 1.95 | 20043621.95
CU | 6 | - | 12100 | SECONDARY | #NAME? | [5 empty] | CU | 4 SOLID |  | 4799
CU | 6 | 2004182 | 353212 | SECONDARY | #NAME? | [5 empty] | CU | 4/0 | 2004183 | 544 |  | 2004183
CU | 6 | 2004183 | 8247 | SECONDARY | #NAME? | [5 empty] | CU | 4/0 | 2004185 | 165 |  | 2004185
CU | 6 | 2004185 | 1816 | SECONDARY | #NAME? | [5 empty] | CU | 4/0 | 2004189 | 48 |  | 2004189
CU | 6 | 2004188 | 306 | SECONDARY | #NAME? | [5 empty] | CU | 4/0 | 2004191 | 7573 |  | 2004191
CU | 6 | 2004189 | 352 | SECONDARY | #NAME? | [5 empty] | CU | 4/0 | 2004194 | 98 |  | 2004194
CU | 6 | 2004193 | 80691 | SECONDARY | #NAME? | [5 empty] | CU | 4/0 | 2004200 | 2854 |  | 2004200
CU | 6 | 2004194 | 2803 | SECONDARY | #NAME? | [5 empty] | CU | 4/0 | 2004332 | 225 |  | 2004332
CU | 6 | 2004331 | 6556 | SECONDARY | #NAME? | [5 empty] | CU | 500 | 2004201 | 5862 |  | 2004201
CU | 6 | 2004332 | 510 | SECONDARY | #NAME? | [5 empty] | CU | 6 | - | 12100 |  | -
CU | 6 | 2004334 | 3218 | SECONDARY | #NAME? | [5 empty] | CU | 6 | 2004182 | 353212 |  | 2004182
CU | 6 | 2004336 | 934 | SECONDARY | #NAME? | [5 empty] | CU | 6 | 2004183 | 8247 |  | 2004183
CU | 6 | 2004338 | 1758 | SECONDARY | #NAME? | [5 empty] | CU | 6 | 2004185 | 1816 |  | 2004185
CU | 6 | 2004340 | 173 | SECONDARY | #NAME? | [5 empty] | CU | 6 | 2004188 | 306 |  | 2004188
CU | 6 | 2004361 | 588 | SECONDARY | #NAME? | [5 empty] | CU | 6 | 2004189 | 352 |  | 2004189
CU | 6 | 2004362 | 363 | SECONDARY | #NAME? | [5 empty] | CU | 6 | 2004193 | 80691 |  | 2004193
CU | 6 | 2004364 | 343 | SECONDARY | #NAME? | [5 empty] | CU | 6 | 2004194 | 2803 |  | 2004194
CU | 6 |  | 208 | SECONDARY | #NAME? | [5 empty] | CU | 6 | 2004331 | 6556 | 2.28 | 20043312.28
[11 empty] | CU | 6 | 2004332 | 510 |  | 2004332
[11 empty] | CU | 6 | 2004334 | 3218 | 5.11 | 20043345.11
[11 empty] | CU | 6 | 2004336 | 934 | 2.03 | 20043362.03
[11 empty] | CU | 6 | 2004338 | 1758 | 2.49 | 20043382.49
[11 empty] | CU | 6 | 2004340 | 173 | 2.64 | 20043402.64
[11 empty] | CU | 6 | 2004361 | 588 |  | 2004361
[11 empty] | CU | 6 | 2004362 | 363 | 1.95 | 20043621.95
[11 empty] | CU | 6 | 2004364 | 343 | 1.95 | 20043641.95
[11 empty] | CU | 6 |  | 208
[13 empty] | 2004338 | 83 | 2.49 | 20043382.49

## OHC Avg and Neutral
Material | Wire Size | Price | SECONDARY | Price*Length | Material | Wire Size | Total Length | Average Price | Material | Wire Size | Price | PRIMARY | Price*Length | Material | Wire Size | Total Length | Average Price | Pole Miles Calculation
AAAC | 2 | 1.95 | 1124 | 2191.8 | AAAC | 2 | 2760425 | 2.3051 | AAAC | 1/0 | 2.28 | 127 | 289.56 | AAAC | 1/0 | 127 | 2.28 |  |  | Line | Variable | Amount
AAAC | 2 | 2.03 | 4793 | 9729.79 | AAAC | 2/0 | 1188565 | 5.0341 | AAAC | 2 | 2.03 | 188901 | 383469.03 | AAAC | 2 | 44716249 | 2.2986 | Total Length, Secondary | 22405721 | Poles Miles, OH Primary | P | 6138.42
AAAC | 2 | 2.28 | 2728101 | 6220070.28 | AAAC | 4/0 | 87831 | 2.1155 | AAAC | 2 | 2.28 | 44242871 | 100873745.88 | AAAC | 2/0 | 16247241 | 6.0331 | Lateral Length, Secondary | 4677734 | Pole Miles, OH Sec Lat | SL | 885.9345
AAAC | 2 | 2.49 | 1520 | 3784.8 | AAC | 4 STRANDED | 2516 | 2.1092 | AAAC | 2 | 5.11 | 259816 | 1327659.76 | AAAC | 336 | 106 | 4.6742 |  | 20.88% | Pole Miles, OH Sec Underbuild | SU | 3357.5733
AAAC | 2 | 5.11 | 24887 | 127172.57 | AL | 1/0 | 24171 | 3.3063 | AAAC | 2 | 8.11 | 24661 | 200000.71 | AAAC | 4/0 | 4566404 | 3.1537 |  |  | Pole Miles, OH Sec Total | S = SU + SL | 4243.5078
AAAC | 2/0 | 1.95 | 632 | 1232.4 | AL | 2 STRANDED | 6658489 | 1.9503 | AAAC | 2/0 | 2.03 | 329311 | 668501.33 | AAC | 1/0 | 96 | 5.11 |  |  | Pole Miles, OH Total | T = P + SL | 7024.3545
AAAC | 2/0 | 2.03 | 5483 | 11130.49 | AL | 2/0 | 10991043 | 2.2284 | AAAC | 2/0 | 2.28 | 836928 | 1908195.84 | AAC | 2 | 12 | 2.28
AAAC | 2/0 | 2.28 | 23791 | 54243.48 | AL | 4 STRANDED | 9776 | 2.212 | AAAC | 2/0 | 5.11 | 8954299 | 45756467.89 | ACSR | 2 | 4017 | 2.28 |  |  | Secondary Neutral | Ns = SL | 885.9345
AAAC | 2/0 | 2.49 | 1108 | 2758.92 | AL | 4/0 | 635190 | 4.0906 | AAAC | 2/0 | 8.11 | 6126703 | 49687561.33 | ACSR | 2/0 | 7329 | 5.0856 |  |  | Common Neutral | NC = SU | 3357.5733
AAAC | 2/0 | 2.64 | 460 | 1214.4 | CU | 1/0 | 2929 | 4.4435 | AAAC | 336 | 2.03 | 15 | 30.45 | ACSR | 336 | 26927647 | 7.1277 |  |  | Primary Neutral | NP = P - NC | 5252.4855
AAAC | 2/0 | 5.11 | 1157091 | 5912735.01 | CU | 2 SOLID | 9757 | 3.332 | AAAC | 336 | 5.11 | 91 | 465.01 | ACSR | 4/0 | 2150 | 2.03
AAAC | 4/0 | 2.03 | 84196 | 170917.88 | CU | 2 STRANDED | 3357 | 3.9885 | AAAC | 4/0 | 2.03 | 3625286 | 7359330.58 | ACSR | 795 | 409017 | 2.1773 |  |  | Primary + Neutral = | P + NP + 0.5(NC) | 13069.6922 | miles
AAAC | 4/0 | 2.28 | 1164 | 2653.92 | CU | 2/0 | 990 | 3.3927 | AAAC | 4/0 | 2.28 | 13572 | 30944.16 | AL | 1/0 | 31893 | 2.6986 |  |  | Secondary + Neutral = | S + NS + 0.5(NC) | 6808.2289 | miles
AAAC | 4/0 | 2.49 | 49 | 122.01 | CU | 4 SOLID | 17337 | 3.6726 | AAAC | 4/0 | 5.11 | 170474 | 871122.14 | AL | 2 | 15 | 2.28
AAAC | 4/0 | 2.55 | 103 | 262.65 | CU | 6 | 13345 | 2.9598 | AAAC | 4/0 | 8.11 | 757072 | 6139853.92 | AL | 2 STRANDED | 1029 | 3.6454 |  |  | Converted to Feet | Primary MDS Feet | 69007974.7 | ft
AAAC | 4/0 | 5.11 | 2319 | 11850.09 |  |  |  |  | AAC | 1/0 | 5.11 | 96 | 490.56 | AL | 2/0 | 1173 | 5.0328 |  |  |  | Secondary MDS Feet | 35947448.5 | ft
AAC | 4 STRANDED | 1.95 | 1719 | 3352.05 |  |  |  |  | AAC | 2 | 2.28 | 12 | 27.36 | CU | 2 | 10596 | 2.7798
AAC | 4 STRANDED | 2.28 | 438 | 998.64 |  |  |  |  | ACSR | 2 | 2.28 | 4017 | 9158.76 | CU | 2 SOLID | 7472 | 4.1103
AAC | 4 STRANDED | 2.49 | 85 | 211.65 |  |  |  |  | ACSR | 2/0 | 2.28 | 76 | 173.28 | CU | 2 STRANDED | 1758 | 3.7549
AAC | 4 STRANDED | 2.55 | 122 | 311.1 |  |  |  |  | ACSR | 2/0 | 5.11 | 7241 | 37001.51 | CU | 2/0 | 33909 | 4.3271
AAC | 4 STRANDED | 2.85 | 152 | 433.2 |  |  |  |  | ACSR | 2/0 | 8.11 | 12 | 97.32 | CU | 4 | 790 | 3.6556
AL | 1/0 | 1.95 | 262 | 510.9 |  |  |  |  | ACSR | 336 | 2.03 | 2835316 | 5755691.48 | CU | 4 SOLID | 34515 | 2.8047
AL | 1/0 | 2.03 | 344 | 698.32 |  |  |  |  | ACSR | 336 | 2.28 | 30453 | 69432.84 | CU | 4 STRANDED | 332 | 2.4079
AL | 1/0 | 2.28 | 12546 | 28604.88 |  |  |  |  | ACSR | 336 | 5.11 | 3011784 | 15390216.24 | CU | 4/0 | 16035 | 3.836
AL | 1/0 | 2.49 | 1429 | 3558.21 |  |  |  |  | ACSR | 336 | 8.11 | 21050094 | 170716262.34 | CU | 6 | 65742 | 3.4431
AL | 1/0 | 2.51 | 456 | 1144.56 |  |  |  |  | ACSR | 4/0 | 2.03 | 2150 | 4364.5 | SOL | 4 | 355 | 5.11
AL | 1/0 | 2.64 | 516 | 1362.24 |  |  |  |  | ACSR | 795 | 2.03 | 391113 | 793959.39
AL | 1/0 | 5.11 | 8618 | 44037.98 |  |  |  |  | ACSR | 795 | 2.28 | 531 | 1210.68
AL | 2 STRANDED | 1.95 | 6655618 | 12978455.1 |  |  |  |  | ACSR | 795 | 5.11 | 15165 | 77493.15
AL | 2 STRANDED | 2.28 | 319 | 727.32 |  |  |  |  | ACSR | 795 | 8.11 | 2208 | 17906.88
AL | 2 STRANDED | 2.49 | 1352 | 3366.48 |  |  |  |  | AL | 1/0 | 2.03 | 1075 | 2182.25
AL | 2 STRANDED | 2.55 | 838 | 2136.9 |  |  |  |  | AL | 1/0 | 2.28 | 27694 | 63142.32
AL | 2 STRANDED | 2.64 | 141 | 372.24 |  |  |  |  | AL | 1/0 | 5.11 | 1531 | 7823.41
AL | 2 STRANDED | 2.85 | 40 | 114 |  |  |  |  | AL | 1/0 | 8.11 | 1593 | 12919.23
AL | 2 STRANDED | 4.17 | 113 | 471.21 |  |  |  |  | AL | 2 | 2.28 | 15 | 34.2
AL | 2 STRANDED | 5.11 | 68 | 347.48 |  |  |  |  | AL | 2 STRANDED | 2.28 | 788 | 1796.64
AL | 2/0 | 1.95 | 5437718 | 10603550.1 |  |  |  |  | AL | 2 STRANDED | 8.11 | 241 | 1954.51
AL | 2/0 | 2.03 | 179 | 363.37 |  |  |  |  | AL | 2/0 | 2.28 | 32 | 72.96
AL | 2/0 | 2.28 | 2020 | 4605.6 |  |  |  |  | AL | 2/0 | 5.11 | 1141 | 5830.51
AL | 2/0 | 2.49 | 4952806 | 12332486.94 |  |  |  |  | CU | 2 | 2.03 | 436 | 885.08
AL | 2/0 | 2.51 | 1795 | 4505.45 |  |  |  |  | CU | 2 | 2.28 | 8250 | 18810
AL | 2/0 | 2.55 | 385854 | 983927.7 |  |  |  |  | CU | 2 | 5.11 | 1910 | 9760.1
AL | 2/0 | 2.64 | 207288 | 547240.32 |  |  |  |  | CU | 2 SOLID | 2.28 | 4520 | 10305.6
AL | 2/0 | 2.85 | 1006 | 2867.1 |  |  |  |  | CU | 2 SOLID | 5.11 | 1178 | 6019.58
AL | 2/0 | 4.17 | 560 | 2335.2 |  |  |  |  | CU | 2 SOLID | 8.11 | 1774 | 14387.14
AL | 2/0 | 5.11 | 1202 | 6142.22 |  |  |  |  | CU | 2 STRANDED | 2.03 | 54 | 109.62
AL | 2/0 | 8.07 | 615 | 4963.05 |  |  |  |  | CU | 2 STRANDED | 2.28 | 783 | 1785.24
AL | 4 STRANDED | 1.95 | 8097 | 15789.15 |  |  |  |  | CU | 2 STRANDED | 5.11 | 921 | 4706.31
AL | 4 STRANDED | 2.03 | 109 | 221.27 |  |  |  |  | CU | 2/0 | 2.03 | 3559 | 7224.77
AL | 4 STRANDED | 2.28 | 693 | 1580.04 |  |  |  |  | CU | 2/0 | 2.28 | 8316 | 18960.48
AL | 4 STRANDED | 2.49 | 163 | 405.87 |  |  |  |  | CU | 2/0 | 5.11 | 19385 | 99057.35
AL | 4 STRANDED | 2.55 | 155 | 395.25 |  |  |  |  | CU | 2/0 | 8.11 | 2649 | 21483.39
AL | 4 STRANDED | 2.85 | 102 | 290.7 |  |  |  |  | CU | 4 | 2.28 | 406 | 925.68
AL | 4 STRANDED | 5.11 | 252 | 1287.72 |  |  |  |  | CU | 4 | 5.11 | 384 | 1962.24
AL | 4 STRANDED | 8.07 | 205 | 1654.35 |  |  |  |  | CU | 4 SOLID | 2.03 | 922 | 1871.66
AL | 4/0 | 1.95 | 904 | 1762.8 |  |  |  |  | CU | 4 SOLID | 2.28 | 27504 | 62709.12
AL | 4/0 | 2.49 | 637 | 1586.13 |  |  |  |  | CU | 4 SOLID | 5.11 | 5719 | 29224.09
AL | 4/0 | 2.51 | 219285 | 550405.35 |  |  |  |  | CU | 4 SOLID | 8.11 | 370 | 3000.7
AL | 4/0 | 2.55 | 598 | 1524.9 |  |  |  |  | CU | 4 STRANDED | 2.28 | 317 | 722.76
AL | 4/0 | 2.64 | 200 | 528 |  |  |  |  | CU | 4 STRANDED | 5.11 | 15 | 76.65
AL | 4/0 | 2.85 | 209246 | 596351.1 |  |  |  |  | CU | 4/0 | 2.03 | 8790 | 17843.7
AL | 4/0 | 4.17 | 51985 | 216777.45 |  |  |  |  | CU | 4/0 | 2.28 | 46 | 104.88
AL | 4/0 | 8.07 | 152335 | 1229343.45 |  |  |  |  | CU | 4/0 | 5.11 | 4941 | 25248.51
CU | 1/0 | 1.95 | 90 | 175.5 |  |  |  |  | CU | 4/0 | 8.11 | 2258 | 18312.38
CU | 1/0 | 2.28 | 319 | 727.32 |  |  |  |  | CU | 6 | 2.28 | 38856 | 88591.68
CU | 1/0 | 2.49 | 292 | 727.08 |  |  |  |  | CU | 6 | 5.11 | 26760 | 136743.6
CU | 1/0 | 5.11 | 2228 | 11385.08 |  |  |  |  | CU | 6 | 8.11 | 126 | 1021.86
CU | 2 SOLID | 1.95 | 68 | 132.6 |  |  |  |  | SOL | 4 | 5.11 | 355 | 1814.05
CU | 2 SOLID | 2.03 | 902 | 1831.06
CU | 2 SOLID | 2.28 | 3891 | 8871.48
CU | 2 SOLID | 2.49 | 1276 | 3177.24
CU | 2 SOLID | 5.11 | 3620 | 18498.2
CU | 2 STRANDED | 2.03 | 202 | 410.06
CU | 2 STRANDED | 2.28 | 518 | 1181.04
CU | 2 STRANDED | 2.49 | 640 | 1593.6
CU | 2 STRANDED | 5.11 | 1997 | 10204.67
CU | 2/0 | 2.51 | 298 | 747.98
CU | 2/0 | 2.85 | 288 | 820.8
CU | 2/0 | 4.17 | 292 | 1217.64
CU | 2/0 | 5.11 | 112 | 572.32
CU | 4 SOLID | 1.95 | 408 | 795.6
CU | 4 SOLID | 2.03 | 1454 | 2951.62
CU | 4 SOLID | 2.28 | 6331 | 14434.68
CU | 4 SOLID | 2.49 | 472 | 1175.28
CU | 4 SOLID | 5.11 | 8672 | 44313.92
CU | 6 | 1.95 | 706 | 1376.7
CU | 6 | 2.03 | 934 | 1896.02
CU | 6 | 2.28 | 6556 | 14947.68
CU | 6 | 2.49 | 1758 | 4377.42
CU | 6 | 2.64 | 173 | 456.72
CU | 6 | 5.11 | 3218 | 16443.98

## OHC Analysis
| CUSTOMER | DEMAND
SECONDARY RESULTS | 73.39% | 26.61%
PRIMARY RESULTS | 34.06% | 65.94%
SECONDARY REGRESSION | [13 empty] | PRIMARY REGRESSION
|  |  |  | CURRENT | [13 empty] | CURRENT
| WIRE |  |  | INST COST | [10 empty] | WIRE |  |  | INST COST
MATERIAL | SIZE | COUNT | MCM | PER UNIT | [9 empty] | MATERIAL | SIZE | COUNT | MCM | PER UNIT
|  | n | X | Y | X2 | XY | nX | nX2 | nY | nXY | N = Σ n | 15704489 |  |  |  | n | X | Y | X2 | XY | nX | nX2 | nY | nXY | N = Σ n | 93040903
AAAC | 2 | 2760425 | 66.36 | 2.3051 | 4403.6496 | 152.9639 | 183181803 | 12155944447.08 | 6362949.24 | 422245311.5664 | Σ X | 1126.3 |  | AAAC | 1/0 | 127 | 105.6 | 2.28 | 11151.36 | 240.768 | 13411.2 | 1416222.72 | 289.56 | 30577.536 | Σ X | 3392.52
AAAC | 2/0 | 1188565 | 133.1 | 5.0341 | 17715.61 | 670.0342 | 158198001.5 | 21056153999.65 | 5983314.7 | 796379186.57 | Σ Y | 47.1404 |  | AAAC | 2 | 44716249 | 66.36 | 2.2986 | 4403.6496 | 152.5353 | 2967370283.64 | 196914692022.35 | 102784875.38 | 6820804330.2168 | Σ Y | 94.4164
AAAC | 4/0 | 87831 | 211.6 | 2.1155 | 44774.56 | 447.64 | 18585039.6 | 3932594379.36 | 185806.55 | 39316665.98 | Σ X2 | 170090.8572 |  | AAAC | 2/0 | 16247241 | 133.1 | 6.0331 | 17715.61 | 803.0015 | 2162507777.1 | 287829785132.01 | 98020726.39 | 13046558682.509 | Σ X2 | 1122648.4408
AAC | 4 STRANDED | 0 | 0 | 2.1092 | 0 | 0 | 0 | 0 | 0 | 0 | Σ XY | 3780.415 |  | AAAC | 336 | 106 | 336 | 4.6742 | 112896 | 1570.5147 | 35616 | 11966976 | 495.46 | 166474.56 | Σ XY | 12643.1441
AL | 1/0 | 24171 | 105.6 | 3.3063 | 11151.36 | 349.1475 | 2552457.6 | 269539522.56 | 79917.09 | 8439244.704 | Σ nX | 1960622573.2 |  | AAAC | 4/0 | 4566404 | 211.6 | 3.1537 | 44774.56 | 667.3314 | 966251086.4 | 204458729882.24 | 14401250.8 | 3047304669.28 | Σ nX | 15484651342.62
AL | 2 STRANDED | 0 | 0 | 1.9503 | 0 | 0 | 0 | 0 | 0 | 0 | Σ nX2 | 260627005717.892 |  | AAC | 1/0 | 96 | 105.6 | 5.11 | 11151.36 | 539.616 | 10137.6 | 1070530.56 | 490.56 | 51803.136 | Σ nX2 | 3.9898e+12
AL | 2/0 | 10991043 | 133.1 | 2.2284 | 17715.61 | 296.6067 | 1462907823.3 | 194713031281.23 | 24492987.05 | 3260016576.355 | Σ nY | 39759126.05 |  | AAC | 2 | 12 | 66.36 | 2.28 | 4403.6496 | 151.3008 | 796.32 | 52843.7952 | 27.36 | 1815.6096 | Σ nY | 408641878.51
AL | 4 STRANDED | 0 | 0 | 2.212 | 0 | 0 | 0 | 0 | 0 | 0 | Σ nXY | 5079050731.0102 |  | ACSR | 2 | 4017 | 66.36 | 2.28 | 4403.6496 | 151.3008 | 266568.12 | 17689460.4432 | 9158.76 | 607775.3136 | Σ nXY | 88168944247.2942
AL | 4/0 | 635190 | 211.6 | 4.0906 | 44774.56 | 865.5613 | 134406204 | 28440352766.4 | 2598279.18 | 549795874.488 |  |  |  | ACSR | 2/0 | 7329 | 133.1 | 5.0856 | 17715.61 | 676.8888 | 975489.9 | 129837705.69 | 37272.11 | 4960917.841
CU | 1/0 | 2929 | 105.6 | 4.4435 | 11151.36 | 469.2325 | 309302.4 | 32662333.44 | 13014.98 | 1374381.888 | Slope | 0.0072749 |  | ACSR | 336 | 26927647 | 336 | 7.1277 | 112896 | 2394.8999 | 9047689392 | 3040023635712 | 191931602.9 | 64489018574.4 | Slope | 0.01427
CU | 2 SOLID | 0 | 0 | 3.332 | 0 | 0 | 0 | 0 | 0 | 0 | Intercept | 1.6235 |  | ACSR | 4/0 | 2150 | 211.6 | 2.03 | 44774.56 | 429.548 | 454940 | 96265304 | 4364.5 | 923528.2 | Intercept | 2.0171
CU | 2 STRANDED | 0 | 0 | 3.9885 | 0 | 0 | 0 | 0 | 0 | 0 |  |  |  | ACSR | 795 | 409017 | 795 | 2.1773 | 632025 | 1730.9873 | 325168515 | 258508969425 | 890570.1 | 708003229.5
CU | 2/0 | 990 | 133.1 | 3.3927 | 17715.61 | 451.5639 | 131769 | 17538453.9 | 3358.74 | 447048.294 | Total # Units | 15704489 |  | AL | 1/0 | 31893 | 105.6 | 2.6986 | 11151.36 | 284.9747 | 3367900.8 | 355650324.48 | 86067.21 | 9088697.376 | Total # Units | 93040903
CU | 4 SOLID | 0 | 0 | 3.6726 | 0 | 0 | 0 | 0 | 0 | 0 | Total Rebuild | 39759126.05 |  | AL | 2 | 15 | 66.36 | 2.28 | 4403.6496 | 151.3008 | 995.4 | 66054.744 | 34.2 | 2269.512 | Total Rebuild | 408641878.51
CU | 6 | 13345 | 26.24 | 2.9598 | 688.5376 | 77.6651 | 350172.8 | 9188534.272 | 39498.52 | 1036441.1648 |  |  |  | AL | 2 STRANDED | 0 | 0 | 3.6454 | 0 | 0 | 0 | 0 | 0 | 0
[11 empty] | Customer Cost | 25495776.1555 | 64.13% | AL | 2/0 | 1173 | 133.1 | 5.0328 | 17715.61 | 669.8652 | 156126.3 | 20780410.53 | 5903.47 | 785751.857 | Customer Cost | 187674457.2545 | 45.93%
[11 empty] | Demand Cost | 14263349.8945 | 35.87% | CU | 2 | 10596 | 66.36 | 2.7798 | 4403.6496 | 184.4702 | 703150.56 | 46661071.1616 | 29455.18 | 1954645.7448 | Demand Cost | 220967421.2555 | 54.07%
[11 empty] | Customer/Unit | 1.6235 |  | CU | 2 SOLID | 0 | 0 | 4.1103 | 0 | 0 | 0 | 0 | 0 | 0 | Customer/Unit | 2.0171
[11 empty] | Secondary MDS | 35947448.5 |  | CU | 2 STRANDED | 0 | 0 | 3.7549 | 0 | 0 | 0 | 0 | 0 | 0 | Secondary MDS | 69007974.7
[14 empty] | CU | 2/0 | 33909 | 133.1 | 4.3271 | 17715.61 | 575.9306 | 4513287.9 | 600718619.49 | 146725.99 | 19529229.269
[11 empty] | Customer Cost | 29179812.8649 | 73.39% | CU | 4 | 790 | 41.74 | 3.6556 | 1742.2276 | 152.5845 | 32974.6 | 1376359.804 | 2887.92 | 120541.7808 | Customer Cost | 139197210.909 | 34.06%
[11 empty] | Demand Cost | 10579313.1851 | 26.61% | CU | 4 SOLID | 0 | 0 | 2.8047 | 0 | 0 | 0 | 0 | 0 | 0 | Demand Cost | 269444667.601 | 65.94%
[14 empty] | CU | 4 STRANDED | 0 | 0 | 2.4079 | 0 | 0 | 0 | 0 | 0 | 0
[14 empty] | CU | 4/0 | 16035 | 211.6 | 3.836 | 44774.56 | 811.6872 | 3393006 | 717960069.6 | 61509.47 | 13015403.852
[14 empty] | CU | 6 | 65742 | 26.24 | 3.4431 | 688.5376 | 90.3473 | 1725070.08 | 45265838.8992 | 226357.14 | 5939611.3536
[14 empty] | SOL | 4 | 355 | 41.74 | 5.11 | 1742.2276 | 213.2914 | 14817.7 | 618490.798 | 1814.05 | 75718.447

## OH Conductor Analysis (ORIG) (hidden)
OVERHEAD CONDUCTOR REGRESSION ANALYSIS |  |  |  |  | INPUT DATA SOURCES: |  | Conductor Counts (feet) - TECO GIS Distribution System |  |  |  |  | Contact: Mark Peer
[7 empty] | Current Installation Unit Costs - TECO Distribution Work Order Cost Estimation Records |  |  |  |  | Contact: Jim Housely
|  | Customer | Demand
Secondary OH |  | 44.26% | 55.74%
Primary OH |  | 42.49% | 57.51%
OH ACSR Primary |  | Updated | Current
Wire |  |  | Instl Cost
Size | MCM | Count | per Unit
| X | n | Y | X2 | XY | nX | nX2 | nY | nXY | Weighted Regression
954 | 954 |  |  | 0 | 0 | 0 | 0 | 0 | 0 | Slope: | 0.0020276
795 | 795 | 866166 | 2.36 | 632025 | 1876.2 | 688601970 | 547438566150 | 2044151.76 | 1625100649.2
500 | 500 |  |  | 0 | 0 | 0 | 0 | 0 | 0 | Intercept: | 0.74792
336.4 | 336.4 | 27156558 | 1.43 | 113164.96 | 481.052 | 9135466111.2 | 3.0732e+12 | 38833877.94 | 13063716539.016
4/0 | 211.6 | 2561 | 1.23 | 44774.56 | 260.268 | 541907.6 | 114667648.16 | 3150.03 | 666546.348 | Unweighted Regression
2/0 | 133.1 | 7690 | 1.03 | 17715.61 | 137.093 | 1023539 | 136233040.9 | 7920.7 | 1054245.17 | N = | 5
1/0 | 105.6 |  |  | 0 | 0 | 0 | 0 | 0 | 0
2 | 66.36 | 4023 | 0.89 | 4403.6496 | 59.0604 | 266966.28 | 17715882.3408 | 3580.47 | 237599.9892 | Slope: | 0.0020007
4 | 41.74 |  |  | 0 | 0 | 0 | 0 | 0 | 0
6 | 26.24 |  |  | 0 | 0 | 0 | 0 | 0 | 0 | Intercept: | 0.77079
10 | 10.38 |  |  | 0 | 0 | 0 | 0 | 0 | 0
| 1542.46 | 28036998 | 6.94 | 812083.7796 | 2813.6734 | 9825900494.08 | 3.6209e+12 | 40892680.9 | 14690775579.7232 | Total No. Units: | 28036998
| Σ X | Σ Y | Σ X2 | Σ XY | Σ nX | Σ nX2 | Σ nY | Σ nXY | Σ nXY
[10 empty] | Total Rebuild Cost: | 40892680.9
[10 empty] | Customer Cost: | 20969294.9689 | 51.28%
[10 empty] | Demand Cost: | 19923385.9311 | 48.72%
OH AAAC Primary |  | Updated | Current | [9 empty] | OH Multiplex Secondary |  |  | Current
Wire |  |  | Instl Cost | [9 empty] | Wire | Bundle |  | Instl Cost
Size | MCM | Count | per Unit | [9 empty] | Size | MCM | Count | per Unit
| X | n | Y | X2 | XY | nX | nX2 | nY | nXY | Weighted Regression |  |  |  | X | n | Y | X2 | XY | nX | nX2 | nY | nXY | Weighted Regression
954 | 954 |  |  | 0 | 0 | 0 | 0 | 0 | 0 | Slope: | 0.0022559 | [5 empty] | 0 | 0 | 0 | 0 | 0 | 0 | Slope: | 0.0021943
795 | 795 |  |  | 0 | 0 | 0 | 0 | 0 | 0 | [7 empty] | 0 | 0 | 0 | 0 | 0 | 0
500 | 500 |  |  | 0 | 0 | 0 | 0 | 0 | 0 | Intercept: | 0.73859 | [5 empty] | 0 | 0 | 0 | 0 | 0 | 0 | Intercept: | 0.67835
336.4 | 336.4 | 979 | 1.43 | 113164.96 | 481.052 | 329335.6 | 110788495.84 | 1399.97 | 470949.908 |  |  |  | 4/0 4/C | 846.4 | 206716.55 | 2.68 | 716392.96 | 2268.352 | 174964887.92 | 148090281135.488 | 554000.354 | 468905899.6256
4/0 | 211.6 | 4786905 | 1.23 | 44774.56 | 260.268 | 1012909098 | 214331565136.8 | 5887893.15 | 1245878190.54 | Unweighted Regression |  |  | 4/0 3/C | 634.8 | 487398.75 | 2.12 | 402971.04 | 1345.776 | 309400726.5 | 196407581182.2 | 1033285.35 | 655929540.18 | Unweighted Regression
2/0 | 133.1 | 16531783 | 1.03 | 17715.61 | 137.093 | 2200380317.3 | 292870620232.63 | 17027736.49 | 2266391726.819 | N = | 5 |  | 2/0 4/C | 532.4 | 912377.65 | 1.84 | 283449.76 | 979.616 | 485749860.86 | 258613225921.864 | 1678774.876 | 893779743.9824 | N = | 5
1/0 | 105.6 | 127 | 0.98 | 11151.36 | 103.488 | 13411.2 | 1416222.72 | 124.46 | 13142.976 |  |  |  | 2/0 3/C | 399.3 | 7231414.25 | 1.54 | 159440.49 | 614.922 | 2887503710.025 | 1.153e+12 | 11136377.945 | 4446755713.4385
2 | 66.36 | 46276828 | 0.89 | 4403.6496 | 59.0604 | 3070930306.08 | 203786935111.469 | 41186376.92 | 2733127972.4112 | Slope: | -0.0010365 | [5 empty] | 0 | 0 | 0 | 0 | 0 | 0 | Slope: | 0.0023629
4 | 41.74 |  |  | 0 | 0 | 0 | 0 | 0 | 0 |  |  |  | 4 2/C | 83.48 | 6782506 | 0.87 | 6968.9104 | 72.6276 | 566203600.88 | 47266676601.4624 | 5900780.22 | 492597132.7656
6 | 26.24 |  | 0.81878 | 0 | 0 | 0 | 0 | 0 | 0 | Intercept: | 1.4526 | [5 empty] | 0 | 0 | 0 | 0 | 0 | 0 | Intercept: | 0.63025
10 | 10.38 |  |  | 0 | 0 | 0 | 0 | 0 | 0 | [7 empty] | 0 | 0 | 0 | 0 | 0 | 0
| 853.06 | 67596622 | 6.3788 | 191210.1396 | 1040.9614 | 6284562468.18 | 711101325199.459 | 64103530.99 | 6245881982.6542 | Total No. Units: | 67596622 |  |  | 2496.38 | 15620413.2 | 9.05 | 1569223.1604 | 5281.2936 | 4423822786.185 | 1803357996254 | 20303218.745 | 6957968029.9921 | Total No. Units: | 15620413.2
| Σ X | Σ Y | Σ X2 | Σ XY | Σ nX | Σ nX2 | Σ nY | Σ nXY | Σ nXY |  |  |  |  | Σ X | Σ Y | Σ X2 | Σ XY | Σ nX | Σ nX2 | Σ nY | Σ nXY | Σ nXY
[10 empty] | Total Rebuild Cost: | 64103530.99 | [11 empty] | Total Rebuild Cost: | 20303218.745
[10 empty] | Customer Cost: | 49926496.5188 | 77.88% | [10 empty] | Customer Cost: | 10596162.0902 | 52.19%
[10 empty] | Demand Cost: | 14177034.4712 | 22.12% | [10 empty] | Demand Cost: | 9707056.6548 | 47.81%
Weighted Average of All OH Primary Wires
[10 empty] | Total Rebuild Cost: | 104996211.89 | [11 empty] | Total Rebuild Cost: | 20303218.745
[10 empty] | Customer Cost: | 70895791.4877 | 67.52% | [10 empty] | Customer Cost: | 10596162.0902 | 52.19%
[10 empty] | Demand Cost: | 34100420.4023 | 32.48% | [10 empty] | Demand Cost: | 9707056.6548 | 47.81%
[10 empty] | No. of Units | 95633620 | [11 empty] | No. of Units | 15620413.2
[11 empty] | 0.74133 | [12 empty] | 0.67835
[10 empty] | PRIMARY MDS = | 60185869.7298 | feet | [10 empty] | SECONDARY MDS = | 26496529.7298 | feet
[10 empty] | Customer Cost: | 44617414.5752 | 42.49% | Apply to OH Primary Conductor | [9 empty] | Customer Cost: | 8987006.9457 | 44.26% | Apply to OH Secondary Conductor
[10 empty] | Demand Cost: | 60378797.3148 | 57.51% | [10 empty] | Demand Cost: | 11316211.7993 | 55.74%
GIS Mapping System Wire Lengths (Multiplex Cable Measured in FT)
Secondary
[17 empty] | Poles |  | Average Span |  | Size | All Secondary | Secondary Laterals |  | Underbuild
[10 empty] | Pole miles of OH Primary = | P | P = | 6148.69 | miles | 32465083.2 | FT | 210650.5 | Pri | 154.1182 | FT | 4 | 2192994 | 629335 |  | 1563659
[21 empty] | 2/0 | 10458849 | 4193032 |  | 6265817
[10 empty] | Pole miles of OH Secondary Laterals = | SL | SL = | 1161.3295 | miles | 6131819.8597 | FT | 85609.5 | Sec | 71.6255 | FT | 4/0 | 586599 | 374406 |  | 212193
[22 empty] | 13238442 | 5196773 | 39.26% | 8041669 | 60.74%
[10 empty] | Pole miles of OH Secondary Underbuild = | SU | SU = | 1797.0821 | miles | 9488593.3403 | FT
[21 empty] | FERC 365 Multiplex Cable | 15620413.2
[10 empty] | Pole miles of OH Secondary Lines = | S = SU + SL | S = | 2958.4116 | miles
[10 empty] | Total Pole miles of OH Lines = | T = P + SL | T = | 7310.0195 | miles
[10 empty] | Total Length of the OH System Neutral = | N = T | N = | 7310.0195 | miles
Neutral Segments:
[10 empty] | Secondary Neutral | Ns = | St = | 1161.3295 | miles
[10 empty] | Common Neutral | NC = SU | NC = | 1797.0821 | miles
[10 empty] | Primary Neutral | NP = P - NC |  | 4351.6079 | miles
Length of Distribution Lines for Minimum Distribution System:
[10 empty] | Primary + Neutral = | P + NP + 0.5(NC) | PMDS = | 11398.839 | miles | 60185869.7298 | FT
[10 empty] | Secondary + Neutral = | S + NS + 0.5(NC) | SMDS = | 5018.2821 | miles | 26496529.7298 | FT
Note on M71: Owner: Takes into account the common neutral
Note on P81: Owner: TECO 2020 Distribution Primary Conductor records.
Note on Y80: Owner: From GIS Mapping System Dec 2020
Note on Y86: Owner: FERC 365 Dec 2020
Note on AA80: Owner: From GIS Mapping System Dec 2020
Note on AB69: Owner: This is the MDS per unit cost for an equivalent duplex (two wire) cable. Thus, the unit cost should be divided by two to get the unit cost of a single wire.
Note on AB71: Owner: Takes into account the common neutral
Span is gut check. 150s is sensible for Primary, under 100 is sensible for secondary
Based on plant account line items from allocation tab. Feet = n
Bundle MCM (thousands of Circular m (standard per wire size) * # of conductors

## UG Conductor Analysis
UNDERGROUND CONDUCTOR REGRESSION ANALYSIS |  |  |  |  | INPUT DATA SOURCES: |  | Conductor Counts (feet) - TECO Distribution Plant Accounting
[7 empty] | Current Installation Unit Costs - TECO Distribution Work Order Cost Estimation Records |  |  |  |  | Contact: Jim Housely
|  | Customer | Demand
Secondary UG |  | 14.86% | 85.14%
Primary UG |  | 46.91% | 53.09%
UG AL Primary |  |  | Current
Wire | Bundle |  | Instl Cost
Size | MCM | Count | per Unit
| X | n | Y | X2 | XY | nX | nX2 | nY | nXY | Weighted Regression
1/0 1C | 105.55 | 23895808.66 | 2.39 | 11140.8025 | 252.2645 | 2522202604.063 | 266218484858.85 | 57110982.6974 | 6028064223.7106 | Slope: | 0.0058229
4/0 1C | 211.6 | 56277 | 3.18 | 44774.56 | 672.888 | 11908213.2 | 2519777913.12 | 178960.86 | 37868117.976
1/0 3C | 316.65 | 2991951.28 | 6.1 | 100267.2225 | 1931.565 | 947401372.812 | 299994644700.92 | 18250902.808 | 5779148374.1532 | Intercept: | 2.2825
4/0 3C | 634.8 | 2288897 | 9.54 | 402971.04 | 6055.992 | 1452991815.6 | 922359204542.88 | 21836077.38 | 13861541920.824
1000 3C | 3000 | 3142131.31 | 19.14 | 9000000 | 57420 | 9426393930 | 28279181790000 | 60140393.2734 | 180421179820.2 | Unweighted Regression
|  |  |  | 0 | 0 | 0 | 0 | 0 | 0 | N = | 5
|  |  |  | 0 | 0 | 0 | 0 | 0 | 0
|  |  |  | 0 | 0 | 0 | 0 | 0 | 0 | Slope: | 0.0053906
|  |  |  | 0 | 0 | 0 | 0 | 0 | 0
|  |  |  | 0 | 0 | 0 | 0 | 0 | 0 | Intercept: | 3.468
|  |  |  | 0 | 0 | 0 | 0 | 0 | 0
| 4268.6 | 32375065.25 | 40.35 | 9559153.625 | 66332.7095 | 14360897935.675 | 2.977e+13 | 157517317.0188 | 206127802456.864 | Total No. Units: | 32375065.25
| Σ X | Σ Y | Σ X2 | Σ XY | Σ nX | Σ nX2 | Σ nY | Σ nXY | Σ nXY
[10 empty] | Total Rebuild Cost: | 157517317.0188
[10 empty] | Customer Cost: | 73895183.9725 | 46.91% | Apply to UG Primary Conductor
[10 empty] | Demand Cost: | 83622133.0463 | 53.09%
UG AL Secondary |  |  | Current
Wire | Bundle |  | Instl Cost
Size | MCM | Count | per Unit
| X | n | Y | X2 | XY | nX | nX2 | nY | nXY | Weighted Regression
2/0 1C | 133.1 | 12207 | 3.81 | 17715.61 | 507.111 | 1624751.7 | 216254451.27 | 46508.67 | 6190303.977 | Slope: | 0.0065694
4/0 1C | 211.6 | 6132.5 | 2.48 | 44774.56 | 524.768 | 1297637 | 274579989.2 | 15208.6 | 3218139.76
500 1C | 500 | 114838.6 | 5.49 | 250000 | 2745 | 57419300 | 28709650000 | 630463.914 | 315231957 | Intercept: | 1.1661
4/0 3C | 634.8 | 1778627.08 | 5.24 | 402971.04 | 3326.352 | 1129072470.384 | 716735204199.7629 | 9320005.8992 | 5916339744.8122
500M 3C | 1500 | 1561845 | 11.04 | 2250000 | 16560 | 2342767500 | 3514151250000 | 17242768.8 | 25864153200 | Unweighted Regression
|  |  |  | 0 | 0 | 0 | 0 | 0 | 0 | N = | 5
|  |  |  | 0 | 0 | 0 | 0 | 0 | 0
|  |  |  | 0 | 0 | 0 | 0 | 0 | 0 | Slope: | 0.005834
|  |  |  | 0 | 0 | 0 | 0 | 0 | 0
|  |  |  | 0 | 0 | 0 | 0 | 0 | 0 | Intercept: | 2.1355
|  |  |  | 0 | 0 | 0 | 0 | 0 | 0
| 2979.5 | 3473650.18 | 28.06 | 2965461.21 | 23663.231 | 3532181659.084 | 4.2601e+12 | 27254955.8832 | 32105133345.5492 | Total No. Units: | 3473650.18
| Σ X | Σ Y | Σ X2 | Σ XY | Σ nX | Σ nX2 | Σ nY | Σ nXY | Σ nXY
[10 empty] | Total Rebuild Cost: | 27254955.8832
[10 empty] | Customer Cost: | 4050521.9734 | 14.86% | Apply to UG Secondary Conductor
[10 empty] | Demand Cost: | 23204433.9098 | 85.14%

## Transformer - TSN Prices
Feature Name | Group Code | Can Type | Can KVA | Bank Type | Primary Voltage | Secondary Voltage | TECO Stock Number | Price | Assumed Pri Voltage based on Group Code | Count | Feature Name | Can KVA | Secondary Voltage | Price | Sum of Count | GROUP | SEC | KVA | Count | TSN | Cost | CODES | CODES | Length | CODES | Price
OH Transformer | 0 | 1-PHASE UNIT | 0 | SINGLE-PHASE | 13.2 KV | - | - | 0 | UNKNOWN | 1 | UG Transformer | 0 | 120 | #NAME? | 1 | 0 | - | 0 | 8 | - |  | - | - | 1 | 2001371 | 6665.64
OH Transformer | 0 | 1-PHASE UNIT | 0 | SINGLE-PHASE | 13.2 KV | 120/240 | - | #NAME? | UNKNOWN | 8 |  |  | - | #NAME? | 20 |  | 120/240 | 0 | 12 | - |  | - |  | 0 | 2001366 | 2538.13
OH Transformer | 0 | 1-PHASE UNIT | 0 | WYE-DELTA | 13.2 KV | 120/240 | - | #NAME? | UNKNOWN | 1 |  |  | 120/208 | #NAME? | 4 |  |  | 10 | 2 | - |  | - | 2001339 | 7 | 2001367 | 3129.01
OH Transformer | 0 | 1-PHASE UNIT | 10 | SINGLE-PHASE | 13.2 KV | 120/240 | - | #NAME? | UNKNOWN | 2 |  |  | 120/240 | #NAME? | 142 |  |  | 15 | 2 | - |  | - | 2001336 | 7 | 2001368 | 3501.14
OH Transformer | 0 | 1-PHASE UNIT | 15 | SINGLE-PHASE | 13.2 KV | 120/240 | - | #NAME? | UNKNOWN | 2 |  |  | 277/480 | #NAME? | 4 |  |  | 25 | 11 | - |  | - | 20013716665.64 | 14 | 2001369 | 3847.75
OH Transformer | 0 | 1-PHASE UNIT | 25 | SINGLE-PHASE | 13.2 KV | 120/240 | - | #NAME? | UNKNOWN | 1 |  | 10 | 120/240 | #NAME? | 17 |  |  | 50 | 1 | - |  | - | 2001337 | 7 | 2001370 | 4665.41
OH Transformer | 0 | 3-PHASE BANK | 0 | OPEN DELTA | 13.2 KV | 120/240 | - | #NAME? | UNKNOWN | 2 |  | 15 | 120/240 | #NAME? | 41 |  |  | 191 | 1 | - |  | - | 2001338 | 7 | 2001365 | 2435.58
OH Transformer | 0 | 3-PHASE BANK | 0 | SINGLE-PHASE | 13.2 KV | 120/240 | - | #NAME? | UNKNOWN | 1 |  | 25 | 120/208 | #NAME? | 1 |  |  | 1500 | 1 | - |  | - | 2001340 | 7 | 2001380 | 9737.66
OH Transformer | 0 | 3-PHASE BANK | 0 | WYE-WYE | 13.2 KV | - | - | #NAME? | UNKNOWN | 1 |  |  | 120/240 | #NAME? | 9196 |  |  | 3750 | 1 | - |  | - | 2001341 | 7 | 2001379 | 8316.74
OH Transformer | 0 | 3-PHASE BANK | 25 | OPEN DELTA | 13.2 KV | 120/240 | - | #NAME? | UNKNOWN | 1 |  |  | 240/480 | #NAME? | 6 |  |  | 5000 | 2 | - |  | - | 2001342 | 7 | 2001407 | 3686.62
OH Transformer | 0 | 3-PHASE BANK | 25 | WYE-DELTA | 13.2 KV | 120/240 | - | #NAME? | UNKNOWN | 3 |  |  | 277/480 | #NAME? | 4 |  |  | 12500 | 1 | - |  | - | 2001343 | 7 | 2001518 | 9062.41
OH Transformer | 0 | 3-PHASE BANK | 25 | WYE-WYE | 13.2 KV | 120/240 | - | #NAME? | UNKNOWN | 6 |  | 37 | 120/208 | #NAME? | 3 |  |  | 18500 | 1 | - |  | - | 20013662538.13 | 14 | 2001519 | 9763.49
OH Transformer | 0 | 3-PHASE BANK | 50 | OPEN DELTA | 13.2 KV | 120/240 | - | #NAME? | UNKNOWN | 1 |  |  | 120/240 | #NAME? | 10080 |  | 4160Y/2400 | 5000 | 1 | - |  | - | 20013673129.01 | 14 | 2001520 | 7524.04
OH Transformer | 0 | 3-PHASE BANK | 191 | WYE-DELTA | 13.2 KV | 120/240 | - | #NAME? | UNKNOWN | 1 |  |  | 240/480 | #NAME? | 6 | [7 empty] | 20013683501.14 | 14 | 2001522 | 9410.53
OH Transformer | 0 | 3-PHASE BANK | 1500 | WYE-WYE | 13.2 KV | 120/240 | - | #NAME? | UNKNOWN | 1 |  |  | 277/480 | #NAME? | 4 | 201 | 120/208 | 25 | 3 | - |  | - | (blank) | 7 | 2001521 | 8497.82
OH Transformer | 0 | 3-PHASE BANK | 5000 | WYE-WYE | 13.2 KV | 120/240 | - | #NAME? | UNKNOWN | 1 |  | 37.5 | 120/240 | #NAME? | 8316 |  |  | 37 | 3 | - |  | - | 20013693847.75 | 14 | 2001523 | 13441.01
OH Transformer | 0 | 3-PHASE BANK | 12500 | WYE-WYE | 13.2 KV | 120/240 | - | #NAME? | UNKNOWN | 1 |  | 50 | 120/208 | #NAME? | 8 | [7 empty] | 20013704665.41 | 14 | 2001524 | 12461.79
OH Transformer | 0 | 3-PHASE BANK | 18500 | WYE-WYE | 13.2 KV | 120/240 | - | #NAME? | UNKNOWN | 1 |  |  | 120/240 | #NAME? | 23530 | 202 | 120/208 | 25 | 2 | 2001339 |  | 2001339 | 20013652435.58 | 14 | 2001542 | 19870.7
OH Transformer | 0 | DUMMY | 0 | OPEN DELTA | 13.2 KV | - | - | #NAME? | UNKNOWN | 2 |  |  | 240/480 | #NAME? | 11 |  |  | 37 | 3 | - |  | - | 2001351 | 7 | 2001543 | 20312.13
OH Transformer | 0 | DUMMY | 0 | WYE-WYE | 13.2 KV | - | - | #NAME? | UNKNOWN | 3 |  |  | 277/480 | #NAME? | 6 |  |  | 75 | 3 | 2001336 |  | 2001336 | 2001349 | 7 | 2001545 | 29942.99
OH Transformer | 0 | TRANSCLOSURE | 3750 | WYE-DELTA | 13.2 KV | 120/240 | - | #NAME? | UNKNOWN | 1 |  | 75 | 120 | #NAME? | 2 |  |  |  | 3 | - |  | - | 2001344 | 7 | 2001551 | 19500.8
OH Transformer | 0 | TRANSCLOSURE | 5000 | SINGLE-PHASE | 13.2 KV | 120/240 | - | #NAME? | UNKNOWN | 1 |  |  | 120/208 | #NAME? | 1521 |  | 120/240 | 37 | 2 | - |  | - | 2001348 | 7 | 2001556 | 29769.49
OH Transformer | 0 | TRANSCLOSURE | 5000 | SINGLE-PHASE | 13.2 KV | 4160Y/2400 | - | #NAME? | UNKNOWN | 1 |  |  | 120/240 | #NAME? | 14496 |  |  | 50 | 1 | - |  | - | 2001347 | 7 | 2125435 | 27199.64
OH Transformer | 201 | 3-PHASE BANK | 25 | WYE-WYE | 13.2 KV | 120/208 | - | #NAME? | 2.4/4.1 | 3 |  |  | 240/480 | #NAME? | 2 |  |  | 75 | 1 | 2001336 |  | 2001336 | 2001353 | 7 | 2001544 | 27107.23
OH Transformer | 201 | 3-PHASE BANK | 37 | WYE-WYE | 13.2 KV | 120/208 | - | #NAME? | 2.4/4.1 | 3 |  |  | 277/480 | #NAME? | 672 |  |  |  | 1 | 2001371 | 6665.64 | 20013716665.64 | 2001346 | 7 | 2001546 | 32840.09
OH Transformer | 202 | 1-PHASE UNIT | 75 | SINGLE-PHASE | 13.2 KV | 120/240 | 2001336 | #NAME? | 2.4/4.1 x 7.6/13.2 | 1 |  | 100 | 120/208 | #NAME? | 17 | [7 empty] | 2001350 | 7 | 2112562 | 33419.07
OH Transformer | 202 | 3-PHASE BANK | 25 | WYE-WYE | 13.2 KV | 120/208 | 2001339 | #NAME? | 2.4/4.1 x 7.6/13.2 | 2 |  |  | 120/240 | #NAME? | 3066 | 203 | 120/208 | 25 | 2 | 2001339 |  | 2001339 | 2001372 | 7 | 2001547 | 47743.24
OH Transformer | 202 | 3-PHASE BANK | 37 | WYE-DELTA | 13.2 KV | 120/240 | - | #NAME? | 2.4/4.1 x 7.6/13.2 | 2 |  |  | 240/480 | #NAME? | 1 | [7 empty] | 2001352 | 7 | 2001548 | 42948.51
OH Transformer | 202 | 3-PHASE BANK | 37 | WYE-WYE | 13.2 KV | 120/208 | - | #NAME? | 2.4/4.1 x 7.6/13.2 | 3 |  |  | 277/480 | #NAME? | 4 | 205 | 120 | 10 | 10 | 2001337 |  | 2001337 | 20013809737.66 | 14 | 2001549 | 42750.75
OH Transformer | 202 | 3-PHASE BANK | 50 | WYE-DELTA | 13.2 KV | 120/240 | - | #NAME? | 2.4/4.1 x 7.6/13.2 | 1 |  | 112 | 120/208 | #NAME? | 1 |  |  | 15 | 51 | 2001338 |  | 2001338 | 2001391 | 7 | 2001550 | 46298.43
OH Transformer | 202 | 3-PHASE BANK | 75 | WYE-DELTA | 13.2 KV | 120/240 | 2001371 | #NAME? | 2.4/4.1 x 7.6/13.2 | 1 |  |  | 120/240 | #NAME? | 1 |  |  |  | 2 | 2001340 |  | 2001340 | 2001356 | 7 | 2001552 | 24151.21
OH Transformer | 202 | 3-PHASE BANK | 75 | WYE-WYE | 13.2 KV | 120/208 | - | #NAME? | 2.4/4.1 x 7.6/13.2 | 3 |  | 150 | 120/208 | #NAME? | 1948 |  |  | 25 | 1 | 2001337 |  | 2001337 | 2001355 | 7 | 2001553 | 32402.65
OH Transformer | 202 | 3-PHASE BANK | 75 | WYE-WYE | 13.2 KV | 120/208 | 2001336 | #NAME? | 2.4/4.1 x 7.6/13.2 | 3 |  |  | 120/240 | #NAME? | 274 |  |  |  | 231 | 2001339 |  | 2001339 | 2001357 | 7 | 2001559 | 52013.97
OH Transformer | 203 | 3-PHASE BANK | 25 | WYE-WYE | 13.2 KV | 120/208 | 2001339 | #NAME? | UNKNOWN | 2 |  |  | 240/480 | #NAME? | 1 |  |  | 37 | 3 | 2001340 |  | 2001340 | 2001358 | 7 | 2001563 | 62432.73
OH Transformer | 205 | 1-PHASE UNIT | 10 | SINGLE-PHASE | 13.2 KV | 120 | 2001337 | #NAME? | 7.6/13.2 | 1 |  |  | 277/480 | #NAME? | 421 |  |  | 37.5 | 71 | 2001340 |  | 2001340 | 2001360 | 7 | 2001555 | 14625.5
OH Transformer | 205 | 1-PHASE UNIT | 10 | SINGLE-PHASE | 13.2 KV | 120/240 | 2001337 | #NAME? | 7.6/13.2 | 3 |  | 167 | 120/208 | #NAME? | 15 |  |  | 50 | 45 | 2001341 |  | 2001341 | 2001363 | 7 | 2001554 | 33624.27
OH Transformer | 205 | 1-PHASE UNIT | 15 | SINGLE-PHASE | 13.2 KV | 120 | 2001338 | #NAME? | 7.6/13.2 | 2 |  |  | 120/240 | #NAME? | 857 |  |  | 75 | 15 | 2001342 |  | 2001342 | 2001364 | 7 | 2001558 | 25602.04
OH Transformer | 205 | 1-PHASE UNIT | 15 | SINGLE-PHASE | 13.2 KV | 120/240 | 2001338 | #NAME? | 7.6/13.2 | 3 |  |  | 240/480 | #NAME? | 3 |  |  | 100 | 1 | 2001340 |  | 2001340 | 2001376 | 7 | 2001560 | 38003.1
OH Transformer | 205 | 1-PHASE UNIT | 25 | SINGLE-PHASE | 13.2 KV | 120 | 2001339 | #NAME? | 7.6/13.2 | 2 |  | 225 | 120/208 | #NAME? | 817 |  |  |  | 22 | 2001343 |  | 2001343 | 20013798316.74 | 14 | 2001562 | 40001.18
OH Transformer | 205 | 1-PHASE UNIT | 25 | SINGLE-PHASE | 13.2 KV | 120/240 | - | #NAME? | 7.6/13.2 | 1 |  |  | 120/240 | #NAME? | 54 |  | 120/208 | 10 | 221 | 2001337 |  | 2001337 | 2001375 | 7 | 2001564 | 53773.34
OH Transformer | 205 | 1-PHASE UNIT | 25 | SINGLE-PHASE | 13.2 KV | 120/240 | 2001339 | #NAME? | 7.6/13.2 | 12 |  |  | 277/480 | #NAME? | 1 |  |  |  | 2 | - |  | - | 2001425 | 7 | 2001565 | 74761.25
OH Transformer | 205 | 1-PHASE UNIT | 37 | SINGLE-PHASE | 13.2 KV | 120/240 | - | #NAME? | 7.6/13.2 | 2 |  | 250 | 120/208 | #NAME? | 12 |  |  | 15 | 628 | 2001338 |  | 2001338 | 2001486 | 7 | 2001566 | 96972.8
OH Transformer | 205 | 1-PHASE UNIT | 37.5 | SINGLE-PHASE | 13.2 KV | 120 | 2001340 | #NAME? | 7.6/13.2 | 6 |  |  | 120/240 | #NAME? | 36 |  |  | 25 | 3 | 2001337 |  | 2001337 | 2001487 | 7
OH Transformer | 205 | 1-PHASE UNIT | 37.5 | SINGLE-PHASE | 13.2 KV | 120/240 | 2001340 | #NAME? | 7.6/13.2 | 10 |  | 300 | 120/208 | #NAME? | 748 |  |  |  | 2264 | 2001339 |  | 2001339 | 2001378 | 7
OH Transformer | 205 | 1-PHASE UNIT | 50 | SINGLE-PHASE | 13.2 KV | 120/208 | 2001341 | #NAME? | 7.6/13.2 | 1 |  |  | 120/240 | #NAME? | 102 |  |  |  | 2 | 2001340 |  | 2001340 | 2001427 | 7
OH Transformer | 205 | 1-PHASE UNIT | 50 | SINGLE-PHASE | 13.2 KV | 120/240 | 2001341 | #NAME? | 7.6/13.2 | 5 |  |  | 240/480 | #NAME? | 2 |  |  |  | 2 | 2001341 |  | 2001341 | 2001429 | 7
OH Transformer | 205 | 1-PHASE UNIT | 75 | SINGLE-PHASE | 13.2 KV | 120/240 | - | #NAME? | 7.6/13.2 | 1 |  |  | 277/480 | #NAME? | 752 |  |  |  | 1 | 2001366 | 2538.13 | 20013662538.13 | 2001430 | 7
OH Transformer | 205 | 1-PHASE UNIT | 75 | SINGLE-PHASE | 13.2 KV | 120/240 | 2001342 | #NAME? | 7.6/13.2 | 2 |  | 333 | 120/208 | #NAME? | 3 |  |  |  | 5 | 2001367 | 3129.01 | 20013673129.01 | 2001373 | 7
OH Transformer | 205 | 3-PHASE BANK | 10 | OPEN DELTA | 13.2 KV | 120 | 2001337 | #NAME? | 7.6/13.2 | 1 |  |  | 120/240 | #NAME? | 11 |  |  |  | 3 | - |  | - | 2001374 | 7
OH Transformer | 205 | 3-PHASE BANK | 10 | OPEN DELTA | 13.2 KV | 120/240 | 2001337 | #NAME? | 7.6/13.2 | 2 |  |  | 4160Y/2400 | #NAME? | 3 |  |  | 37 | 2 | 2001339 |  | 2001339 | 2001377 | 7
OH Transformer | 205 | 3-PHASE BANK | 10 | SINGLE-PHASE | 13.2 KV | 120/208 | 2001337 | #NAME? | 7.6/13.2 | 12 |  | 500 | 120/208 | #NAME? | 539 |  |  |  | 359 | 2001340 |  | 2001340 | 2001392 | 7
OH Transformer | 205 | 3-PHASE BANK | 10 | SINGLE-PHASE | 13.2 KV | 120/240 | 2001337 | #NAME? | 7.6/13.2 | 8 |  |  | 120/240 | #NAME? | 78 |  |  |  | 2 | 2001368 | 3501.14 | 20013683501.14 | 2001383 | 7
OH Transformer | 205 | 3-PHASE BANK | 10 | SINGLE-PHASE | 13.2 KV | 120/240 | 2001368 | #NAME? | 7.6/13.2 | 1 |  |  | 240/480 | #NAME? | 1 |  |  | 37.5 | 1 | 2001338 |  | 2001338 | 2001394 | 7
OH Transformer | 205 | 3-PHASE BANK | 10 | WYE-DELTA | 13.2 KV | 120/208 | 2001337 | #NAME? | 7.6/13.2 | 6 |  |  | 277/480 | #NAME? | 689 |  |  |  | 736 | 2001340 |  | 2001340 | 2001405 | 7
OH Transformer | 205 | 3-PHASE BANK | 10 | WYE-DELTA | 13.2 KV | 120/240 | 2001337 | #NAME? | 7.6/13.2 | 39 |  | 750 | 120/208 | #NAME? | 254 |  |  |  | 3 | (blank) |  | (blank) | 2001406 | 7
OH Transformer | 205 | 3-PHASE BANK | 10 | WYE-WYE | 13.2 KV | 120 | 2001337 | #NAME? | 7.6/13.2 | 8 |  |  | 120/240 | #NAME? | 49 |  |  | 50 | 1 | 2001339 |  | 2001339 | 20014073686.62 | 14
OH Transformer | 205 | 3-PHASE BANK | 10 | WYE-WYE | 13.2 KV | 120/208 | - | #NAME? | 7.6/13.2 | 2 |  |  | 240/480 | #NAME? | 1 |  |  |  | 754 | 2001341 |  | 2001341 | 2001408 | 7
OH Transformer | 205 | 3-PHASE BANK | 10 | WYE-WYE | 13.2 KV | 120/208 | 2001337 | #NAME? | 7.6/13.2 | 196 |  |  | 277/480 | #NAME? | 502 |  |  |  | 4 | 2001369 | 3847.75 | 20013693847.75 | 2001409 | 7
OH Transformer | 205 | 3-PHASE BANK | 10 | WYE-WYE | 13.2 KV | 120/240 | 2001337 | #NAME? | 7.6/13.2 | 30 |  | 1000 | 120/208 | #NAME? | 67 |  |  |  | 3 | - |  | - | 2001410 | 7
OH Transformer | 205 | 3-PHASE BANK | 15 | DELTA-WYE | 13.2 KV | 120/208 | 2001338 | #NAME? | 7.6/13.2 | 3 |  |  | 120/240 | #NAME? | 28 |  |  | 75 | 325 | 2001342 |  | 2001342 | 2001424 | 7
OH Transformer | 205 | 3-PHASE BANK | 15 | OPEN DELTA | 13.2 KV | 120 | 2001338 | #NAME? | 7.6/13.2 | 3 |  |  | 277/480 | #NAME? | 381 |  |  |  | 5 | 2001370 | 4665.41 | 20013704665.41 | 2001414 | 7
OH Transformer | 205 | 3-PHASE BANK | 15 | OPEN DELTA | 13.2 KV | 120/208 | 2001338 | #NAME? | 7.6/13.2 | 5 |  |  | 4160Y/2400 | #NAME? | 2 |  |  | 100 | 172 | 2001343 |  | 2001343 | 2001426 | 7
OH Transformer | 205 | 3-PHASE BANK | 15 | OPEN DELTA | 13.2 KV | 120/240 | 2001338 | #NAME? | 7.6/13.2 | 1 |  | 1250 | 120/240 | #NAME? | 3 |  |  | 167 | 7 | - |  | - | 2001428 | 7
OH Transformer | 205 | 3-PHASE BANK | 15 | OPEN DELTA | 13.2 KV | 120/240 | 2001339 | #NAME? | 7.6/13.2 | 1 |  | 1500 | 120/208 | #NAME? | 1 |  | 120/240 | 10 | 82 | 2001337 |  | 2001337 | 2001370 | 7
OH Transformer | 205 | 3-PHASE BANK | 15 | SINGLE-PHASE | 13.2 KV | 120/208 | 2001338 | #NAME? | 7.6/13.2 | 27 |  |  | 120/240 | #NAME? | 16 |  |  |  | 1 | 2001368 | 3501.14 | 20013683501.14 | 2001431 | 7
OH Transformer | 205 | 3-PHASE BANK | 15 | SINGLE-PHASE | 13.2 KV | 120/240 | 2001337 | #NAME? | 7.6/13.2 | 2 |  |  | 277/480 | #NAME? | 377 |  |  | 15 | 2 | 2001337 |  | 2001337 | 2001432 | 7
OH Transformer | 205 | 3-PHASE BANK | 15 | SINGLE-PHASE | 13.2 KV | 120/240 | 2001338 | #NAME? | 7.6/13.2 | 10 |  | 2000 | 120/208 | #NAME? | 1 |  |  |  | 106 | 2001338 |  | 2001338 | 2001447 | 7
OH Transformer | 205 | 3-PHASE BANK | 15 | SINGLE-PHASE | 13.2 KV | 120/240 | 2001365 | #NAME? | 7.6/13.2 | 1 |  |  | 120/240 | #NAME? | 12 |  |  |  | 1 | 2001339 |  | 2001339 | 2001456 | 7
OH Transformer | 205 | 3-PHASE BANK | 15 | WYE-DELTA | 13.2 KV | 120 | 2001338 | #NAME? | 7.6/13.2 | 12 |  |  | 240/480 | #NAME? | 1 |  |  |  | 1 | 2001365 | 2435.58 | 20013652435.58 | 2001510 | 7
OH Transformer | 205 | 3-PHASE BANK | 15 | WYE-DELTA | 13.2 KV | 120/208 | 2001338 | #NAME? | 7.6/13.2 | 21 |  |  | 277/480 | #NAME? | 332 |  |  | 25 | 323 | 2001339 |  | 2001339 | 2001511 | 7
OH Transformer | 205 | 3-PHASE BANK | 15 | WYE-DELTA | 13.2 KV | 120/240 | 2001338 | #NAME? | 7.6/13.2 | 20 |  |  | 4160Y/2400 | #NAME? | 34 |  |  |  | 2 | 2001340 |  | 2001340 | 2001513 | 7
OH Transformer | 205 | 3-PHASE BANK | 15 | WYE-WYE | 13.2 KV | 120 | 2001338 | #NAME? | 7.6/13.2 | 33 |  | 2500 | 120/240 | #NAME? | 1 |  |  |  | 5 | 2001366 | 2538.13 | 20013662538.13 | 2001514 | 7
OH Transformer | 205 | 3-PHASE BANK | 15 | WYE-WYE | 13.2 KV | 120 | 2001340 | #NAME? | 7.6/13.2 | 2 |  |  | 2400/4160 | #NAME? | 1 |  |  |  | 7 | 2001367 | 3129.01 | 20013673129.01 | 2001509 | 7
OH Transformer | 205 | 3-PHASE BANK | 15 | WYE-WYE | 13.2 KV | 120/208 | 2001338 | #NAME? | 7.6/13.2 | 560 |  |  | 277/480 | #NAME? | 1 |  |  |  | 1 | - |  | - | 20015189062.41 | 14
OH Transformer | 205 | 3-PHASE BANK | 15 | WYE-WYE | 13.2 KV | 120/240 | 2001338 | #NAME? | 7.6/13.2 | 72 |  | 3000 | 277/480 | #NAME? | 1 |  |  | 37 | 3 | 2001339 |  | 2001339 | 20015199763.49 | 14
OH Transformer | 205 | 3-PHASE BANK | 25 | DELTA-DELTA | 13.2 KV | 120 | 2001339 | #NAME? | 7.6/13.2 | 6 |  | 4000 | 120/240 | #NAME? | 1 |  |  |  | 130 | 2001340 |  | 2001340 | 20015207524.04 | 14
OH Transformer | 205 | 3-PHASE BANK | 25 | DELTA-DELTA | 13.2 KV | 120/208 | 2001339 | #NAME? | 7.6/13.2 | 3 | Total Result |  |  |  | 80616 |  |  |  | 1 | 2001368 | 3501.14 | 20013683501.14 | 20015229410.53 | 14
OH Transformer | 205 | 3-PHASE BANK | 25 | DELTA-WYE | 13.2 KV | 120 | 2001339 | #NAME? | 7.6/13.2 | 15 | [8 empty] | 2 | - |  | - | 20015218497.82 | 14
OH Transformer | 205 | 3-PHASE BANK | 25 | DELTA-WYE | 13.2 KV | 120/208 | 2001339 | #NAME? | 7.6/13.2 | 24 | [7 empty] | 37.5 | 52 | 2001340 |  | 2001340 | 2001516 | 7
OH Transformer | 205 | 3-PHASE BANK | 25 | OPEN DELTA | 13.2 KV | 120 | 2001337 | #NAME? | 7.6/13.2 | 1 | [8 empty] | 1 | 2001341 |  | 2001341 | 200152313441.01 | 15
OH Transformer | 205 | 3-PHASE BANK | 25 | OPEN DELTA | 13.2 KV | 120 | 2001339 | #NAME? | 7.6/13.2 | 4 | [8 empty] | 2 | 2001366 | 2538.13 | 20013662538.13 | 2001517 | 7
OH Transformer | 205 | 3-PHASE BANK | 25 | OPEN DELTA | 13.2 KV | 120/208 | 2001339 | #NAME? | 7.6/13.2 | 12 | [8 empty] | 1 | 2001367 | 3129.01 | 20013673129.01 | 2004982 | 7
OH Transformer | 205 | 3-PHASE BANK | 25 | OPEN DELTA | 13.2 KV | 120/240 | 2001339 | #NAME? | 7.6/13.2 | 4 | [8 empty] | 3 | 2001369 | 3847.75 | 20013693847.75 | 200152412461.79 | 15
OH Transformer | 205 | 3-PHASE BANK | 25 | SINGLE-PHASE | 13.2 KV | 120 | 2001339 | #NAME? | 7.6/13.2 | 13 | [7 empty] | 50 | 112 | 2001341 |  | 2001341 | 2001526 | 7
OH Transformer | 205 | 3-PHASE BANK | 25 | SINGLE-PHASE | 13.2 KV | 120/208 | 2001339 | #NAME? | 7.6/13.2 | 104 | [8 empty] | 5 | 2001367 | 3129.01 | 20013673129.01 | 200154219870.7 | 14
OH Transformer | 205 | 3-PHASE BANK | 25 | SINGLE-PHASE | 13.2 KV | 120/240 | 2001339 | #NAME? | 7.6/13.2 | 25 | [8 empty] | 2 | 2001371 | 6665.64 | 20013716665.64 | 200154320312.13 | 15
OH Transformer | 205 | 3-PHASE BANK | 25 | SINGLE-PHASE | 13.2 KV | 120/240 | 2001366 | #NAME? | 7.6/13.2 | 2 | [7 empty] | 75 | 40 | 2001342 |  | 2001342 | 200154529942.99 | 15
OH Transformer | 205 | 3-PHASE BANK | 25 | WYE-DELTA | 13.2 KV | 120 | 2001339 | #NAME? | 7.6/13.2 | 18 | [8 empty] | 3 | 2001351 |  | 2001351 | 200155119500.8 | 14
OH Transformer | 205 | 3-PHASE BANK | 25 | WYE-DELTA | 13.2 KV | 120/208 | 2001339 | #NAME? | 7.6/13.2 | 63 | [8 empty] | 2 | 2001369 | 3847.75 | 20013693847.75 | 2001381 | 7
OH Transformer | 205 | 3-PHASE BANK | 25 | WYE-DELTA | 13.2 KV | 120/208 | 2001341 | #NAME? | 7.6/13.2 | 2 | [8 empty] | 1 | - |  | - | 2001490 | 7
OH Transformer | 205 | 3-PHASE BANK | 25 | WYE-DELTA | 13.2 KV | 120/208 | 2001366 | #NAME? | 7.6/13.2 | 1 | [7 empty] | 100 | 1 | 2001342 |  | 2001342 | 2001498 | 7
OH Transformer | 205 | 3-PHASE BANK | 25 | WYE-DELTA | 13.2 KV | 120/240 | 2001339 | #NAME? | 7.6/13.2 | 42 | [8 empty] | 21 | 2001343 |  | 2001343 | 200155629769.49 | 15
OH Transformer | 205 | 3-PHASE BANK | 25 | WYE-DELTA | 13.2 KV | 120/240 | 2001340 | #NAME? | 7.6/13.2 | 2 | [7 empty] | 167 | 1 | - |  | - | 2001502 | 7
OH Transformer | 205 | 3-PHASE BANK | 25 | WYE-WYE | 13.2 KV | 120 | 2001339 | #NAME? | 7.6/13.2 | 170 | [6 empty] | 240/480 | 50 | 3 | 2001341 |  | 2001341 | 2001503 | 7
OH Transformer | 205 | 3-PHASE BANK | 25 | WYE-WYE | 13.2 KV | 120/208 | 2001337 | #NAME? | 7.6/13.2 | 3 | [6 empty] | 277/480 | 25 | 3 | 2001339 |  | 2001339 | 2004979 | 7
OH Transformer | 205 | 3-PHASE BANK | 25 | WYE-WYE | 13.2 KV | 120/208 | 2001339 | #NAME? | 7.6/13.2 | 1992 | [7 empty] | 75 | 6 | 2001342 |  | 2001342 | 2001521 | 7
OH Transformer | 205 | 3-PHASE BANK | 25 | WYE-WYE | 13.2 KV | 120/208 | 2001340 | #NAME? | 7.6/13.2 | 2 | [12 empty] | 2130744 | 7
OH Transformer | 205 | 3-PHASE BANK | 25 | WYE-WYE | 13.2 KV | 120/208 | 2001367 | #NAME? | 7.6/13.2 | 5 | [5 empty] | 208 | 120/208 | 75 | 1 | 2001342 |  | 2001342 | 2122130 | 7
OH Transformer | 205 | 3-PHASE BANK | 25 | WYE-WYE | 13.2 KV | 120/240 | 2001339 | #NAME? | 7.6/13.2 | 239 | [6 empty] | 120/240 | 25 | 1 | - |  | - | 2001525 | 7
OH Transformer | 205 | 3-PHASE BANK | 25 | WYE-WYE | 13.2 KV | 120/240 | 2001366 | #NAME? | 7.6/13.2 | 3 | [12 empty] | 212543527199.64 | 15
OH Transformer | 205 | 3-PHASE BANK | 25 | WYE-WYE | 13.2 KV | 120/240 | 2001367 | #NAME? | 7.6/13.2 | 7 | [5 empty] | 209 | 120/240 | 5 | 1 | - |  | - | 2130743 | 7
OH Transformer | 205 | 3-PHASE BANK | 25 | WYE-WYE | 13.2 KV | 277/480 | 2001339 | #NAME? | 7.6/13.2 | 3 | [7 empty] | 10 | 1 | 2001349 |  | 2001349 | 2001528 | 7
OH Transformer | 205 | 3-PHASE BANK | 37 | OPEN DELTA | 13.2 KV | 120/208 | 2001340 | #NAME? | 7.6/13.2 | 2 | [8 empty] | 1 | 2001368 | 3501.14 | 20013683501.14 | 2001529 | 7
OH Transformer | 205 | 3-PHASE BANK | 37 | SINGLE-PHASE | 13.2 KV | 120/208 | 2001340 | #NAME? | 7.6/13.2 | 2 | [8 empty] | 9 | - |  | - | 2001530 | 7
OH Transformer | 205 | 3-PHASE BANK | 37 | SINGLE-PHASE | 13.2 KV | 120/240 | 2001340 | #NAME? | 7.6/13.2 | 3 | [7 empty] | 15 | 3 | 2001344 |  | 2001344 | 2001531 | 7
OH Transformer | 205 | 3-PHASE BANK | 37 | WYE-DELTA | 13.2 KV | 120/208 | 2001339 | #NAME? | 7.6/13.2 | 2 | [8 empty] | 9 | - |  | - | 2001532 | 7
OH Transformer | 205 | 3-PHASE BANK | 37 | WYE-DELTA | 13.2 KV | 120/208 | 2001340 | #NAME? | 7.6/13.2 | 1 | [7 empty] | 25 | 3 | 2001339 |  | 2001339 | 2001533 | 7
OH Transformer | 205 | 3-PHASE BANK | 37 | WYE-DELTA | 13.2 KV | 120/240 | 2001339 | #NAME? | 7.6/13.2 | 3 | [8 empty] | 1 | 2001348 |  | 2001348 | 2001534 | 7
OH Transformer | 205 | 3-PHASE BANK | 37 | WYE-DELTA | 13.2 KV | 120/240 | 2001340 | #NAME? | 7.6/13.2 | 1 | [8 empty] | 24 | - |  | - | 2001536 | 7
OH Transformer | 205 | 3-PHASE BANK | 37 | WYE-WYE | 13.2 KV | 120 | 2001340 | #NAME? | 7.6/13.2 | 3 | [7 empty] | 37 | 1 | 2001340 |  | 2001340 | 2001541 | 7
OH Transformer | 205 | 3-PHASE BANK | 37 | WYE-WYE | 13.2 KV | 120/208 | 2001340 | #NAME? | 7.6/13.2 | 354 | [8 empty] | 25 | - |  | - | 2001535 | 7
OH Transformer | 205 | 3-PHASE BANK | 37 | WYE-WYE | 13.2 KV | 120/208 | 2001368 | #NAME? | 7.6/13.2 | 2 | [7 empty] | 37.5 | 1 | 2001340 |  | 2001340 | 2001537 | 7
OH Transformer | 205 | 3-PHASE BANK | 37 | WYE-WYE | 13.2 KV | 120/240 | 2001340 | #NAME? | 7.6/13.2 | 126 | [8 empty] | 1 | 2001344 |  | 2001344 | 2001538 | 7
OH Transformer | 205 | 3-PHASE BANK | 37 | WYE-WYE | 13.2 KV | 120/240 | 2001368 | #NAME? | 7.6/13.2 | 1 | [7 empty] | 50 | 17 | - |  | - | 2001539 | 7
OH Transformer | 205 | 3-PHASE BANK | 37.5 | DELTA-DELTA | 13.2 KV | 120 | 2001340 | #NAME? | 7.6/13.2 | 3 | [7 empty] | 75 | 4 | - |  | - | 2001540 | 7
OH Transformer | 205 | 3-PHASE BANK | 37.5 | DELTA-DELTA | 13.2 KV | 120/208 | 2001340 | #NAME? | 7.6/13.2 | 3 | [7 empty] | 100 | 5 | - |  | - | 200154427107.23 | 15
OH Transformer | 205 | 3-PHASE BANK | 37.5 | DELTA-WYE | 13.2 KV | 120 | 2001340 | #NAME? | 7.6/13.2 | 2 | [12 empty] | 200154632840.09 | 15
OH Transformer | 205 | 3-PHASE BANK | 37.5 | DELTA-WYE | 13.2 KV | 120/208 | 2001340 | #NAME? | 7.6/13.2 | 3 | [5 empty] | 210 | 120/208 | 10 | 1 | - |  | - | 211256233419.07 | 15
OH Transformer | 205 | 3-PHASE BANK | 37.5 | OPEN DELTA | 13.2 KV | 120/208 | 2001340 | #NAME? | 7.6/13.2 | 11 | [7 empty] | 15 | 3 | 2001347 |  | 2001347 | 200154747743.24 | 15
OH Transformer | 205 | 3-PHASE BANK | 37.5 | OPEN DELTA | 13.2 KV | 120/240 | 2001340 | #NAME? | 7.6/13.2 | 3 | [7 empty] | 25 | 1 | 2001339 |  | 2001339 | 200154842948.51 | 15
OH Transformer | 205 | 3-PHASE BANK | 37.5 | SINGLE-PHASE | 13.2 KV | 120/208 | 2001338 | #NAME? | 7.6/13.2 | 1 | [8 empty] | 3 | - |  | - | 200154942750.75 | 15
OH Transformer | 205 | 3-PHASE BANK | 37.5 | SINGLE-PHASE | 13.2 KV | 120/208 | 2001340 | #NAME? | 7.6/13.2 | 10 | [7 empty] | 37 | 3 | 2001349 |  | 2001349 | 200155046298.43 | 15
OH Transformer | 205 | 3-PHASE BANK | 37.5 | SINGLE-PHASE | 13.2 KV | 120/240 | 2001340 | #NAME? | 7.6/13.2 | 15 | [7 empty] | 37.5 | 3 | 2001349 |  | 2001349 | 200155224151.21 | 15
OH Transformer | 205 | 3-PHASE BANK | 37.5 | SINGLE-PHASE | 13.2 KV | 120/240 | 2001366 | #NAME? | 7.6/13.2 | 2 | [7 empty] | 167 | 3 | 2001353 |  | 2001353 | 200155332402.65 | 15
OH Transformer | 205 | 3-PHASE BANK | 37.5 | SINGLE-PHASE | 13.2 KV | 120/240 | 2001367 | #NAME? | 7.6/13.2 | 1 | [6 empty] | 120/240 | 5 | 1 | 2001342 |  | 2001342 | 200155952013.97 | 15
OH Transformer | 205 | 3-PHASE BANK | 37.5 | WYE-DELTA | 13.2 KV | 120 | 2001340 | #NAME? | 7.6/13.2 | 2 | [8 empty] | 1 | 2001369 | 3847.75 | 20013693847.75 | 200156362432.73 | 15
OH Transformer | 205 | 3-PHASE BANK | 37.5 | WYE-DELTA | 13.2 KV | 120/208 | 2001340 | #NAME? | 7.6/13.2 | 26 | [8 empty] | 6 | - |  | - | 2001561 | 7
OH Transformer | 205 | 3-PHASE BANK | 37.5 | WYE-DELTA | 13.2 KV | 120/240 | 2001340 | #NAME? | 7.6/13.2 | 21 | [7 empty] | 10 | 1 | 2001341 |  | 2001341 | 200155514625.5 | 14
OH Transformer | 205 | 3-PHASE BANK | 37.5 | WYE-DELTA | 13.2 KV | 120/240 | 2001341 | #NAME? | 7.6/13.2 | 1 | [8 empty] | 29 | 2001346 |  | 2001346 | 200155433624.27 | 15
OH Transformer | 205 | 3-PHASE BANK | 37.5 | WYE-WYE | 13.2 KV | 120 | 2001340 | #NAME? | 7.6/13.2 | 54 | [8 empty] | 2 | 2001347 |  | 2001347 | 200155825602.04 | 15
OH Transformer | 205 | 3-PHASE BANK | 37.5 | WYE-WYE | 13.2 KV | 120/208 | 2001340 | #NAME? | 7.6/13.2 | 664 | [8 empty] | 2 | 2001348 |  | 2001348 | 200156038003.1 | 14
OH Transformer | 205 | 3-PHASE BANK | 37.5 | WYE-WYE | 13.2 KV | 120/208 |  | #NAME? | 7.6/13.2 | 3 | [8 empty] | 6 | 2001349 |  | 2001349 | 200156240001.18 | 15
OH Transformer | 205 | 3-PHASE BANK | 37.5 | WYE-WYE | 13.2 KV | 120/240 | 2001340 | #NAME? | 7.6/13.2 | 3 | [8 empty] | 1 | 2001367 | 3129.01 | 20013673129.01 | 200156453773.34 | 15
OH Transformer | 205 | 3-PHASE BANK | 37.5 | WYE-WYE | 13.2 KV | 120/240 | 2001369 | #NAME? | 7.6/13.2 | 3 | [8 empty] | 5 | 2001368 | 3501.14 | 20013683501.14 | 200156574761.25 | 15
OH Transformer | 205 | 3-PHASE BANK | 50 | DELTA-WYE | 13.2 KV | 120/208 | 2001341 | #NAME? | 7.6/13.2 | 14 | [8 empty] | 1 | 2001369 | 3847.75 | 20013693847.75 | 200156696972.8 | 14
OH Transformer | 205 | 3-PHASE BANK | 50 | OPEN DELTA | 13.2 KV | 120/240 | 2001341 | #NAME? | 7.6/13.2 | 1 | [8 empty] | 1 | 2001370 | 4665.41 | 20013704665.41 | 2001571 | 7
OH Transformer | 205 | 3-PHASE BANK | 50 | SINGLE-PHASE | 13.2 KV | 120/208 | - | #NAME? | 7.6/13.2 | 3 | [8 empty] | 39 | - |  | - | 2001570 | 7
OH Transformer | 205 | 3-PHASE BANK | 50 | SINGLE-PHASE | 13.2 KV | 120/208 | 2001341 | #NAME? | 7.6/13.2 | 18 | [7 empty] | 15 | 51 | 2001347 |  | 2001347 | 2001572 | 7
OH Transformer | 205 | 3-PHASE BANK | 50 | SINGLE-PHASE | 13.2 KV | 120/240 | 2001341 | #NAME? | 7.6/13.2 | 12 | [8 empty] | 9 | 2001348 |  | 2001348 | 2001578 | 7
OH Transformer | 205 | 3-PHASE BANK | 50 | SINGLE-PHASE | 13.2 KV | 120/240 | 2001367 | #NAME? | 7.6/13.2 | 4 | [8 empty] | 6 | 2001349 |  | 2001349
OH Transformer | 205 | 3-PHASE BANK | 50 | SINGLE-PHASE | 13.2 KV | 120/240 | 2001371 | #NAME? | 7.6/13.2 | 2 | [8 empty] | 5 | 2001366 | 2538.13 | 20013662538.13
OH Transformer | 205 | 3-PHASE BANK | 50 | WYE-DELTA | 13.2 KV | 120 | 2001341 | #NAME? | 7.6/13.2 | 3 | [8 empty] | 1 | 2001367 | 3129.01 | 20013673129.01
OH Transformer | 205 | 3-PHASE BANK | 50 | WYE-DELTA | 13.2 KV | 120/208 | 2001339 | #NAME? | 7.6/13.2 | 1 | [8 empty] | 7 | 2001368 | 3501.14 | 20013683501.14
OH Transformer | 205 | 3-PHASE BANK | 50 | WYE-DELTA | 13.2 KV | 120/208 | 2001341 | #NAME? | 7.6/13.2 | 19 | [8 empty] | 5 | 2001369 | 3847.75 | 20013693847.75
OH Transformer | 205 | 3-PHASE BANK | 50 | WYE-DELTA | 13.2 KV | 120/240 | 2001341 | #NAME? | 7.6/13.2 | 14 | [8 empty] | 1 | 2001370 | 4665.41 | 20013704665.41
OH Transformer | 205 | 3-PHASE BANK | 50 | WYE-DELTA | 13.2 KV | 120/240 | 2001367 | #NAME? | 7.6/13.2 | 1 | [8 empty] | 42 | - |  | -
OH Transformer | 205 | 3-PHASE BANK | 50 | WYE-WYE | 13.2 KV | 120 | 2001341 | #NAME? | 7.6/13.2 | 38 | [7 empty] | 25 | 3 | 2001346 |  | 2001346
OH Transformer | 205 | 3-PHASE BANK | 50 | WYE-WYE | 13.2 KV | 120/208 | 2001341 | #NAME? | 7.6/13.2 | 687 | [8 empty] | 3 | 2001347 |  | 2001347
OH Transformer | 205 | 3-PHASE BANK | 50 | WYE-WYE | 13.2 KV | 120/208 | 2001369 | #NAME? | 7.6/13.2 | 4 | [8 empty] | 274 | 2001348 |  | 2001348
OH Transformer | 205 | 3-PHASE BANK | 50 | WYE-WYE | 13.2 KV | 120/240 | 2001341 | #NAME? | 7.6/13.2 | 77 | [8 empty] | 6 | 2001349 |  | 2001349
OH Transformer | 205 | 3-PHASE BANK | 50 | WYE-WYE | 13.2 KV | 240/480 | 2001341 | #NAME? | 7.6/13.2 | 3 | [8 empty] | 3 | 2001350 |  | 2001350
OH Transformer | 205 | 3-PHASE BANK | 75 | OPEN DELTA | 13.2 KV | 120/240 | 2001342 | #NAME? | 7.6/13.2 | 3 | [8 empty] | 1 | 2001351 |  | 2001351
OH Transformer | 205 | 3-PHASE BANK | 75 | SINGLE-PHASE | 13.2 KV | 120/208 | 2001342 | #NAME? | 7.6/13.2 | 12 | [8 empty] | 3 | 2001365 | 2435.58 | 20013652435.58
OH Transformer | 205 | 3-PHASE BANK | 75 | SINGLE-PHASE | 13.2 KV | 120/240 | 2001369 | #NAME? | 7.6/13.2 | 1 | [8 empty] | 5 | 2001367 | 3129.01 | 20013673129.01
OH Transformer | 205 | 3-PHASE BANK | 75 | WYE-DELTA | 13.2 KV | 120/208 | 2001342 | #NAME? | 7.6/13.2 | 9 | [8 empty] | 1 | 2001370 | 4665.41 | 20013704665.41
OH Transformer | 205 | 3-PHASE BANK | 75 | WYE-DELTA | 13.2 KV | 120/240 | 2001342 | #NAME? | 7.6/13.2 | 8 | [8 empty] | 68 | - |  | -
OH Transformer | 205 | 3-PHASE BANK | 75 | WYE-DELTA | 13.2 KV | 120/240 | 2001351 | #NAME? | 7.6/13.2 | 3 | [7 empty] | 37 | 1 | 2001340 |  | 2001340
OH Transformer | 205 | 3-PHASE BANK | 75 | WYE-DELTA | 13.2 KV | 120/240 | 2001369 | #NAME? | 7.6/13.2 | 1 | [8 empty] | 2 | 2001347 |  | 2001347
OH Transformer | 205 | 3-PHASE BANK | 75 | WYE-WYE | 13.2 KV | 120 | 2001342 | #NAME? | 7.6/13.2 | 15 | [8 empty] | 5 | 2001348 |  | 2001348
OH Transformer | 205 | 3-PHASE BANK | 75 | WYE-WYE | 13.2 KV | 120/208 | 2001342 | #NAME? | 7.6/13.2 | 303 | [8 empty] | 370 | 2001349 |  | 2001349
OH Transformer | 205 | 3-PHASE BANK | 75 | WYE-WYE | 13.2 KV | 120/208 | 2001370 | #NAME? | 7.6/13.2 | 5 | [8 empty] | 1 | 2001351 |  | 2001351
OH Transformer | 205 | 3-PHASE BANK | 75 | WYE-WYE | 13.2 KV | 120/240 | 2001342 | #NAME? | 7.6/13.2 | 27 | [8 empty] | 5 | 2001365 | 2435.58 | 20013652435.58
OH Transformer | 205 | 3-PHASE BANK | 75 | WYE-WYE | 13.2 KV | 277/480 | 2001342 | #NAME? | 7.6/13.2 | 6 | [8 empty] | 3 | 2001366 | 2538.13 | 20013662538.13
OH Transformer | 205 | 3-PHASE BANK | 100 | DELTA-WYE | 13.2 KV | 120/208 | 2001343 | #NAME? | 7.6/13.2 | 3 | [8 empty] | 4 | 2001367 | 3129.01 | 20013673129.01
OH Transformer | 205 | 3-PHASE BANK | 100 | SINGLE-PHASE | 13.2 KV | 120 | 2001343 | #NAME? | 7.6/13.2 | 3 | [8 empty] | 5 | 2001368 | 3501.14 | 20013683501.14
OH Transformer | 205 | 3-PHASE BANK | 100 | SINGLE-PHASE | 13.2 KV | 120/208 | 2001343 | #NAME? | 7.6/13.2 | 6 | [8 empty] | 1 | 2001369 | 3847.75 | 20013693847.75
OH Transformer | 205 | 3-PHASE BANK | 100 | SINGLE-PHASE | 13.2 KV | 120/240 | 2001343 | #NAME? | 7.6/13.2 | 3 | [8 empty] | 1 | 2001372 |  | 2001372
OH Transformer | 205 | 3-PHASE BANK | 100 | WYE-DELTA | 13.2 KV | 120 | 2001340 | #NAME? | 7.6/13.2 | 1 | [8 empty] | 35 | - |  | -
OH Transformer | 205 | 3-PHASE BANK | 100 | WYE-DELTA | 13.2 KV | 120/240 | 2001342 | #NAME? | 7.6/13.2 | 1 | [7 empty] | 37.5 | 1 | 2001346 |  | 2001346
OH Transformer | 205 | 3-PHASE BANK | 100 | WYE-DELTA | 13.2 KV | 120/240 | 2001343 | #NAME? | 7.6/13.2 | 3 | [8 empty] | 1 | 2001347 |  | 2001347
OH Transformer | 205 | 3-PHASE BANK | 100 | WYE-WYE | 13.2 KV | 120 | 2001343 | #NAME? | 7.6/13.2 | 16 | [8 empty] | 4 | 2001348 |  | 2001348
OH Transformer | 205 | 3-PHASE BANK | 100 | WYE-WYE | 13.2 KV | 120/208 | 2001343 | #NAME? | 7.6/13.2 | 163 | [8 empty] | 70 | 2001349 |  | 2001349
OH Transformer | 205 | 3-PHASE BANK | 100 | WYE-WYE | 13.2 KV | 120/240 | 2001343 | #NAME? | 7.6/13.2 | 15 | [8 empty] | 2 | 2001350 |  | 2001350
OH Transformer | 205 | 3-PHASE BANK | 167 | WYE-WYE | 13.2 KV | 120/208 | - | #NAME? | 7.6/13.2 | 7 | [8 empty] | 2 | 2001351 |  | 2001351
OH Transformer | 205 | 3-PHASE BANK | 167 | WYE-WYE | 13.2 KV | 120/240 | - | #NAME? | 7.6/13.2 | 1 | [8 empty] | 1 | 2001365 | 2435.58 | 20013652435.58
OH Transformer | 205 | 3-PHASE UNIT | 10 | WYE-WYE | 13.2 KV | 120/208 | 2001337 | #NAME? | 7.6/13.2 | 7 | [7 empty] | 50 | 1 | 2001341 |  | 2001341
OH Transformer | 205 | 3-PHASE UNIT | 15 | WYE-DELTA | 13.2 KV | 120/208 | 2001338 | #NAME? | 7.6/13.2 | 3 | [8 empty] | 2 | 2001346 |  | 2001346
OH Transformer | 205 | 3-PHASE UNIT | 15 | WYE-WYE | 13.2 KV | 120/208 | 2001338 | #NAME? | 7.6/13.2 | 9 | [8 empty] | 3 | 2001347 |  | 2001347
OH Transformer | 205 | 3-PHASE UNIT | 25 | SINGLE-PHASE | 13.2 KV | 120/208 | 2001339 | #NAME? | 7.6/13.2 | 6 | [8 empty] | 1 | 2001348 |  | 2001348
OH Transformer | 205 | 3-PHASE UNIT | 25 | SINGLE-PHASE | 13.2 KV | 120/240 | 2001339 | #NAME? | 7.6/13.2 | 1 | [8 empty] | 11 | 2001349 |  | 2001349
OH Transformer | 205 | 3-PHASE UNIT | 25 | WYE-WYE | 13.2 KV | 120/208 | 2001339 | #NAME? | 7.6/13.2 | 30 | [8 empty] | 234 | 2001350 |  | 2001350
OH Transformer | 205 | 3-PHASE UNIT | 37.5 | DELTA-WYE | 13.2 KV | 120 | 2001340 | #NAME? | 7.6/13.2 | 1 | [8 empty] | 2 | 2001351 |  | 2001351
OH Transformer | 205 | 3-PHASE UNIT | 37.5 | OPEN DELTA | 13.2 KV | 120/208 | 2001340 | #NAME? | 7.6/13.2 | 1 | [8 empty] | 3 | 2001367 | 3129.01 | 20013673129.01
OH Transformer | 205 | 3-PHASE UNIT | 37.5 | WYE-WYE | 13.2 KV | 120 | 2001340 | #NAME? | 7.6/13.2 | 3 | [8 empty] | 3 | 2001368 | 3501.14 | 20013683501.14
OH Transformer | 205 | 3-PHASE UNIT | 37.5 | WYE-WYE | 13.2 KV | 120/208 | 2001340 | #NAME? | 7.6/13.2 | 12 | [8 empty] | 2 | 2001370 | 4665.41 | 20013704665.41
OH Transformer | 205 | 3-PHASE UNIT | 50 | DELTA-WYE | 13.2 KV | 120/208 | 2001341 | #NAME? | 7.6/13.2 | 1 | [8 empty] | 46 | - |  | -
OH Transformer | 205 | 3-PHASE UNIT | 50 | WYE-DELTA | 13.2 KV | 120 | 2001341 | #NAME? | 7.6/13.2 | 3 | [7 empty] | 75 | 1 | 2001347 |  | 2001347
OH Transformer | 205 | 3-PHASE UNIT | 50 | WYE-WYE | 13.2 KV | 120 | 2001341 | #NAME? | 7.6/13.2 | 1 | [8 empty] | 3 | 2001349 |  | 2001349
OH Transformer | 205 | 3-PHASE UNIT | 50 | WYE-WYE | 13.2 KV | 120/208 | 2001341 | #NAME? | 7.6/13.2 | 5 | [8 empty] | 49 | 2001351 |  | 2001351
OH Transformer | 205 | 3-PHASE UNIT | 75 | WYE-WYE | 13.2 KV | 120/208 | 2001342 | #NAME? | 7.6/13.2 | 1 | [8 empty] | 2 | 2001365 | 2435.58 | 20013652435.58
OH Transformer | 205 | 3-PHASE UNIT | 100 | WYE-DELTA | 13.2 KV | 120 | 2001343 | #NAME? | 7.6/13.2 | 3 | [8 empty] | 1 | 2001366 | 2538.13 | 20013662538.13
OH Transformer | 205 | BANKED SINGLE PHASE | 15 | SINGLE-PHASE | 13.2 KV | 120 | 2001338 | #NAME? | 7.6/13.2 | 1 | [8 empty] | 4 | 2001367 | 3129.01 | 20013673129.01
OH Transformer | 205 | BANKED SINGLE PHASE | 25 | WYE-WYE | 13.2 KV | 120 | 2001339 | #NAME? | 7.6/13.2 | 3 | [8 empty] | 2 | 2001368 | 3501.14 | 20013683501.14
OH Transformer | 205 | BANKED SINGLE PHASE | 25 | WYE-WYE | 13.2 KV | 120/208 | - | #NAME? | 7.6/13.2 | 3 | [8 empty] | 1 | 2001369 | 3847.75 | 20013693847.75
OH Transformer | 205 | BANKED SINGLE PHASE | 25 | WYE-WYE | 13.2 KV | 120/208 | 2001339 | #NAME? | 7.6/13.2 | 30 | [8 empty] | 3 | 2001370 | 4665.41 | 20013704665.41
OH Transformer | 205 | BANKED SINGLE PHASE | 37.5 | WYE-WYE | 13.2 KV | 120/208 | 2001340 | #NAME? | 7.6/13.2 | 6 | [8 empty] | 18 | - |  | -
OH Transformer | 205 | BANKED SINGLE PHASE | 50 | WYE-DELTA | 13.2 KV | 120/240 | 2001341 | #NAME? | 7.6/13.2 | 3 | [7 empty] | 100 | 8 | 2001352 |  | 2001352
OH Transformer | 205 | BANKED SINGLE PHASE | 50 | WYE-WYE | 13.2 KV | 120/208 | 2001341 | #NAME? | 7.6/13.2 | 9 | [8 empty] | 2 | 2001370 | 4665.41 | 20013704665.41
OH Transformer | 208 | 1-PHASE UNIT | 25 | SINGLE-PHASE | 13.2 KV | 120/240 | - | #NAME? | 2.4/4.1 x 4.8/8.3 | 1 | [8 empty] | 1 | 2001371 | 6665.64 | 20013716665.64
OH Transformer | 208 | 3-PHASE BANK | 75 | WYE-WYE | 13.2 KV | 120/208 | 2001342 | #NAME? | 2.4/4.1 x 4.8/8.3 | 1 | [8 empty] | 1 | - |  | -
OH Transformer | 209 | 1-PHASE UNIT | 10 | SINGLE-PHASE | 13.2 KV | 120/240 | - | #NAME? | 2.4/4.1 | 3 | [7 empty] | 167 | 1 | 2001353 |  | 2001353
OH Transformer | 209 | 1-PHASE UNIT | 15 | SINGLE-PHASE | 13.2 KV | 120/240 | - | #NAME? | 2.4/4.1 | 7 | [8 empty] | 1 | 2001365 | 2435.58 | 20013652435.58
OH Transformer | 209 | 1-PHASE UNIT | 15 | SINGLE-PHASE | 13.2 KV | 120/240 | 2001344 | #NAME? | 2.4/4.1 | 2 | [8 empty] | 1 | 2001371 | 6665.64 | 20013716665.64
OH Transformer | 209 | 1-PHASE UNIT | 25 | SINGLE-PHASE | 13.2 KV | 120/240 | - | #NAME? | 2.4/4.1 | 22 | [8 empty] | 1 | - |  | -
OH Transformer | 209 | 1-PHASE UNIT | 25 | SINGLE-PHASE | 13.2 KV | 120/240 | 2001339 | #NAME? | 2.4/4.1 | 3 | [7 empty] | 250 | 1 | 2001380 | 9737.66 | 20013809737.66
OH Transformer | 209 | 1-PHASE UNIT | 25 | SINGLE-PHASE | 13.2 KV | 120/240 | 2001348 | #NAME? | 2.4/4.1 | 1 | [8 empty] | 2 | 2001391 |  | 2001391
OH Transformer | 209 | 1-PHASE UNIT | 37 | SINGLE-PHASE | 13.2 KV | 120/240 | - | #NAME? | 2.4/4.1 | 22 | [6 empty] | 277/480 | 37 | 1 | 2001349 |  | 2001349
OH Transformer | 209 | 1-PHASE UNIT | 50 | SINGLE-PHASE | 13.2 KV | 120/240 | - | #NAME? | 2.4/4.1 | 16 | [7 empty] | 50 | 1 | 2001349 |  | 2001349
OH Transformer | 209 | 1-PHASE UNIT | 75 | SINGLE-PHASE | 13.2 KV | 120/240 | - | #NAME? | 2.4/4.1 | 4 | [6 empty] | 4160Y/2400 | 15 | 3 | 2001347 |  | 2001347
OH Transformer | 209 | 1-PHASE UNIT | 100 | SINGLE-PHASE | 13.2 KV | 120/240 | - | #NAME? | 2.4/4.1 | 4
OH Transformer | 209 | 3-PHASE BANK | 5 | OPEN DELTA | 13.2 KV | 120/240 | - | #NAME? | 2.4/4.1 | 1 | [5 empty] | 211 | 120/240 | 10 | 4 | - |  | -
OH Transformer | 209 | 3-PHASE BANK | 10 | OPEN DELTA | 13.2 KV | 120/240 | - | #NAME? | 2.4/4.1 | 5 | [7 empty] | 15 | 5 | - |  | -
OH Transformer | 209 | 3-PHASE BANK | 10 | OPEN DELTA | 13.2 KV | 120/240 | 2001349 | #NAME? | 2.4/4.1 | 1 | [7 empty] | 25 | 4 | - |  | -
OH Transformer | 209 | 3-PHASE BANK | 10 | OPEN DELTA | 13.2 KV | 120/240 | 2001368 | #NAME? | 2.4/4.1 | 1 | [7 empty] | 37 | 3 | - |  | -
OH Transformer | 209 | 3-PHASE BANK | 10 | WYE-DELTA | 13.2 KV | 120/240 | - | #NAME? | 2.4/4.1 | 1 | [7 empty] | 50 | 1 | - |  | -
OH Transformer | 209 | 3-PHASE BANK | 15 | OPEN DELTA | 13.2 KV | 120/240 | - | #NAME? | 2.4/4.1 | 2
OH Transformer | 209 | 3-PHASE BANK | 15 | SINGLE-PHASE | 13.2 KV | 120/240 | 2001344 | #NAME? | 2.4/4.1 | 1 | [5 empty] | 212 | 120/208 | 15 | 3 | 2001356 |  | 2001356
OH Transformer | 209 | 3-PHASE BANK | 25 | OPEN DELTA | 13.2 KV | 120/240 | - | #NAME? | 2.4/4.1 | 2 | [6 empty] | 120/240 | 5 | 4 | - |  | -
OH Transformer | 209 | 3-PHASE BANK | 37 | OPEN DELTA | 13.2 KV | 120/240 | - | #NAME? | 2.4/4.1 | 3 | [7 empty] | 10 | 7 | 2001355 |  | 2001355
OH Transformer | 209 | 3-PHASE BANK | 37 | WYE-WYE | 13.2 KV | 120/240 | 2001340 | #NAME? | 2.4/4.1 | 1 | [8 empty] | 2 | 2001357 |  | 2001357
OH Transformer | 209 | 3-PHASE BANK | 37.5 | SINGLE-PHASE | 13.2 KV | 120/240 | 2001344 | #NAME? | 2.4/4.1 | 1 | [8 empty] | 5 | 2001365 | 2435.58 | 20013652435.58
OH Transformer | 209 | 3-PHASE BANK | 50 | OPEN DELTA | 13.2 KV | 120/240 | - | #NAME? | 2.4/4.1 | 1 | [8 empty] | 2 | 2001366 | 2538.13 | 20013662538.13
OH Transformer | 209 | 3-PHASE BANK | 100 | OPEN DELTA | 13.2 KV | 120/240 | - | #NAME? | 2.4/4.1 | 1 | [8 empty] | 4 | 2001367 | 3129.01 | 20013673129.01
OH Transformer | 209 | BANKED SINGLE PHASE | 37.5 | OPEN DELTA | 13.2 KV | 120/240 | 2001340 | #NAME? | 2.4/4.1 | 1 | [8 empty] | 60 | - |  | -
OH Transformer | 210 | 1-PHASE UNIT | 5 | SINGLE-PHASE | 13.2 KV | 120/240 | - | #NAME? | 2.4/4.1 x 7.6/13.2 | 2 | [7 empty] | 15 | 10 | 2001356 |  | 2001356
OH Transformer | 210 | 1-PHASE UNIT | 10 | OPEN DELTA | 13.2 KV | 120/240 | 2001346 | #NAME? | 2.4/4.1 x 7.6/13.2 | 1 | [8 empty] | 3 | 2001357 |  | 2001357
OH Transformer | 210 | 1-PHASE UNIT | 10 | SINGLE-PHASE | 13.2 KV | 120/240 | - | #NAME? | 2.4/4.1 x 7.6/13.2 | 11 | [8 empty] | 5 | 2001366 | 2538.13 | 20013662538.13
OH Transformer | 210 | 1-PHASE UNIT | 10 | SINGLE-PHASE | 13.2 KV | 120/240 | 2001346 | #NAME? | 2.4/4.1 x 7.6/13.2 | 14 | [8 empty] | 1 | 2001369 | 3847.75 | 20013693847.75
OH Transformer | 210 | 1-PHASE UNIT | 15 | SINGLE-PHASE | 13.2 KV | 120/240 | - | #NAME? | 2.4/4.1 x 7.6/13.2 | 35 | [8 empty] | 160 | - |  | -
OH Transformer | 210 | 1-PHASE UNIT | 15 | SINGLE-PHASE | 13.2 KV | 120/240 | 2001347 | #NAME? | 2.4/4.1 x 7.6/13.2 | 21 | [7 empty] | 25 | 16 | 2001357 |  | 2001357
OH Transformer | 210 | 1-PHASE UNIT | 25 | SINGLE-PHASE | 13.2 KV | 120/240 | - | #NAME? | 2.4/4.1 x 7.6/13.2 | 28 | [8 empty] | 1 | 2001365 | 2435.58 | 20013652435.58
OH Transformer | 210 | 1-PHASE UNIT | 25 | SINGLE-PHASE | 13.2 KV | 120/240 | 2001346 | #NAME? | 2.4/4.1 x 7.6/13.2 | 2 | [8 empty] | 3 | 2001366 | 2538.13 | 20013662538.13
OH Transformer | 210 | 1-PHASE UNIT | 25 | SINGLE-PHASE | 13.2 KV | 120/240 | 2001348 | #NAME? | 2.4/4.1 x 7.6/13.2 | 240 | [8 empty] | 2 | 2001367 | 3129.01 | 20013673129.01
OH Transformer | 210 | 1-PHASE UNIT | 25 | WYE-DELTA | 13.2 KV | 120/240 | 2001348 | #NAME? | 2.4/4.1 x 7.6/13.2 | 3 | [8 empty] | 1 | 2001368 | 3501.14 | 20013683501.14
OH Transformer | 210 | 1-PHASE UNIT | 37 | SINGLE-PHASE | 13.2 KV | 120/240 | - | #NAME? | 2.4/4.1 x 7.6/13.2 | 29 | [8 empty] | 323 | - |  | -
OH Transformer | 210 | 1-PHASE UNIT | 37 | SINGLE-PHASE | 13.2 KV | 120/240 | 2001349 | #NAME? | 2.4/4.1 x 7.6/13.2 | 338 | [7 empty] | 37 | 1 | 2001365 | 2435.58 | 20013652435.58
OH Transformer | 210 | 1-PHASE UNIT | 37.5 | SINGLE-PHASE | 13.2 KV | 120/240 | 2001349 | #NAME? | 2.4/4.1 x 7.6/13.2 | 49 | [8 empty] | 2 | 2001367 | 3129.01 | 20013673129.01
OH Transformer | 210 | 1-PHASE UNIT | 50 | OPEN DELTA | 13.2 KV | 120/240 | 2001350 | #NAME? | 2.4/4.1 x 7.6/13.2 | 1 | [8 empty] | 139 | - |  | -
OH Transformer | 210 | 1-PHASE UNIT | 50 | SINGLE-PHASE | 13.2 KV | 120/240 | - | #NAME? | 2.4/4.1 x 7.6/13.2 | 13 | [7 empty] | 37.5 | 1 | 2001355 |  | 2001355
OH Transformer | 210 | 1-PHASE UNIT | 50 | SINGLE-PHASE | 13.2 KV | 120/240 | 2001349 | #NAME? | 2.4/4.1 x 7.6/13.2 | 1 | [8 empty] | 7 | 2001358 |  | 2001358
OH Transformer | 210 | 1-PHASE UNIT | 50 | SINGLE-PHASE | 13.2 KV | 120/240 | 2001350 | #NAME? | 2.4/4.1 x 7.6/13.2 | 227 | [7 empty] | 50 | 1 | 2001365 | 2435.58 | 20013652435.58
OH Transformer | 210 | 1-PHASE UNIT | 75 | SINGLE-PHASE | 13.2 KV | 120/240 | - | #NAME? | 2.4/4.1 x 7.6/13.2 | 2 | [8 empty] | 1 | 2001368 | 3501.14 | 20013683501.14
OH Transformer | 210 | 1-PHASE UNIT | 75 | SINGLE-PHASE | 13.2 KV | 120/240 | 2001349 | #NAME? | 2.4/4.1 x 7.6/13.2 | 1 | [8 empty] | 48 | - |  | -
OH Transformer | 210 | 1-PHASE UNIT | 75 | SINGLE-PHASE | 13.2 KV | 120/240 | 2001351 | #NAME? | 2.4/4.1 x 7.6/13.2 | 45 | [7 empty] | 75 | 10 | 2001360 |  | 2001360
OH Transformer | 210 | 1-PHASE UNIT | 100 | SINGLE-PHASE | 13.2 KV | 120/240 | 2001352 | #NAME? | 2.4/4.1 x 7.6/13.2 | 8 | [8 empty] | 1 | 2001367 | 3129.01 | 20013673129.01
OH Transformer | 210 | 1-PHASE UNIT | 167 | SINGLE-PHASE | 13.2 KV | 120/240 | - | #NAME? | 2.4/4.1 x 7.6/13.2 | 1 | [8 empty] | 4 | - |  | -
OH Transformer | 210 | 1-PHASE UNIT | 167 | SINGLE-PHASE | 13.2 KV | 120/240 | 2001353 | #NAME? | 2.4/4.1 x 7.6/13.2 | 1
OH Transformer | 210 | 1-PHASE UNIT | 250 | SINGLE-PHASE | 13.2 KV | 120/240 | 2001380 | #NAME? | 2.4/4.1 x 7.6/13.2 | 1 | [5 empty] | 213 | 120 | 5 | 1 | 2001339 |  | 2001339
OH Transformer | 210 | 3-PHASE BANK | 5 | OPEN DELTA | 13.2 KV | 120/240 | - | #NAME? | 2.4/4.1 x 7.6/13.2 | 4 | [7 empty] | 10 | 1 | 2001337 |  | 2001337
OH Transformer | 210 | 3-PHASE BANK | 5 | OPEN DELTA | 13.2 KV | 120/240 | 2001342 | #NAME? | 2.4/4.1 x 7.6/13.2 | 1 | [7 empty] | 25 | 1 | 2001339 |  | 2001339
OH Transformer | 210 | 3-PHASE BANK | 5 | OPEN DELTA | 13.2 KV | 120/240 | 2001369 | #NAME? | 2.4/4.1 x 7.6/13.2 | 1 | [8 empty] | 1 | 2001343 |  | 2001343
OH Transformer | 210 | 3-PHASE BANK | 10 | OPEN DELTA | 13.2 KV | 120/240 | - | #NAME? | 2.4/4.1 x 7.6/13.2 | 28 | [7 empty] | 37.5 | 1 | 2001338 |  | 2001338
OH Transformer | 210 | 3-PHASE BANK | 10 | OPEN DELTA | 13.2 KV | 120/240 | 2001341 | #NAME? | 2.4/4.1 x 7.6/13.2 | 1 | [6 empty] | - | 10 | 1 | - |  | -
OH Transformer | 210 | 3-PHASE BANK | 10 | OPEN DELTA | 13.2 KV | 120/240 | 2001346 | #NAME? | 2.4/4.1 x 7.6/13.2 | 7 | [6 empty] | 120/208 | 10 | 4 | 2001337 |  | 2001337
OH Transformer | 210 | 3-PHASE BANK | 10 | OPEN DELTA | 13.2 KV | 120/240 | 2001348 | #NAME? | 2.4/4.1 x 7.6/13.2 | 1 | [8 empty] | 16 | 2001365 | 2435.58 | 20013652435.58
OH Transformer | 210 | 3-PHASE BANK | 10 | OPEN DELTA | 13.2 KV | 120/240 | 2001349 | #NAME? | 2.4/4.1 x 7.6/13.2 | 3 | [7 empty] | 15 | 29 | 2001366 | 2538.13 | 20013662538.13
OH Transformer | 210 | 3-PHASE BANK | 10 | OPEN DELTA | 13.2 KV | 120/240 | 2001367 | #NAME? | 2.4/4.1 x 7.6/13.2 | 1 | [8 empty] | 1 | 2001367 | 3129.01 | 20013673129.01
OH Transformer | 210 | 3-PHASE BANK | 10 | OPEN DELTA | 13.2 KV | 120/240 | 2001368 | #NAME? | 2.4/4.1 x 7.6/13.2 | 4 | [7 empty] | 25 | 1 | 2001339 |  | 2001339
OH Transformer | 210 | 3-PHASE BANK | 10 | OPEN DELTA | 13.2 KV | 120/240 | 2001369 | #NAME? | 2.4/4.1 x 7.6/13.2 | 1 | [8 empty] | 1 | 2001366 | 2538.13 | 20013662538.13
OH Transformer | 210 | 3-PHASE BANK | 10 | OPEN DELTA | 13.2 KV | 120/240 | 2001370 | #NAME? | 2.4/4.1 x 7.6/13.2 | 1 | [8 empty] | 47 | 2001367 | 3129.01 | 20013673129.01
OH Transformer | 210 | 3-PHASE BANK | 10 | SINGLE-PHASE | 13.2 KV | 120/240 | 2001346 | #NAME? | 2.4/4.1 x 7.6/13.2 | 2 | [7 empty] | 37 | 1 | 2001340 |  | 2001340
OH Transformer | 210 | 3-PHASE BANK | 10 | SINGLE-PHASE | 13.2 KV | 120/240 | 2001347 | #NAME? | 2.4/4.1 x 7.6/13.2 | 2 | [8 empty] | 2 | 2001367 | 3129.01 | 20013673129.01
OH Transformer | 210 | 3-PHASE BANK | 10 | SINGLE-PHASE | 13.2 KV | 120/240 | 2001348 | #NAME? | 2.4/4.1 x 7.6/13.2 | 1 | [8 empty] | 23 | 2001368 | 3501.14 | 20013683501.14
OH Transformer | 210 | 3-PHASE BANK | 10 | SINGLE-PHASE | 13.2 KV | 120/240 | 2001349 | #NAME? | 2.4/4.1 x 7.6/13.2 | 1 | [7 empty] | 50 | 4 | 2001341 |  | 2001341
OH Transformer | 210 | 3-PHASE BANK | 10 | WYE-DELTA | 13.2 KV | 120/240 | 2001346 | #NAME? | 2.4/4.1 x 7.6/13.2 | 3 | [8 empty] | 1 | 2001366 | 2538.13 | 20013662538.13
OH Transformer | 210 | 3-PHASE BANK | 10 | WYE-DELTA | 13.2 KV | 120/240 | 2001349 | #NAME? | 2.4/4.1 x 7.6/13.2 | 2 | [8 empty] | 1 | 2001368 | 3501.14 | 20013683501.14
OH Transformer | 210 | 3-PHASE BANK | 10 | WYE-DELTA | 13.2 KV | 120/240 | 2001368 | #NAME? | 2.4/4.1 x 7.6/13.2 | 1 | [8 empty] | 24 | 2001369 | 3847.75 | 20013693847.75
OH Transformer | 210 | 3-PHASE BANK | 10 | WYE-WYE | 13.2 KV | 120/208 | - | #NAME? | 2.4/4.1 x 7.6/13.2 | 1 | [7 empty] | 75 | 1 | 2001368 | 3501.14 | 20013683501.14
OH Transformer | 210 | 3-PHASE BANK | 10 | WYE-WYE | 13.2 KV | 120/240 | 2001346 | #NAME? | 2.4/4.1 x 7.6/13.2 | 2 | [8 empty] | 2 | 2001369 | 3847.75 | 20013693847.75
OH Transformer | 210 | 3-PHASE BANK | 15 | OPEN DELTA | 13.2 KV | 120/240 | - | #NAME? | 2.4/4.1 x 7.6/13.2 | 4 | [8 empty] | 13 | 2001370 | 4665.41 | 20013704665.41
OH Transformer | 210 | 3-PHASE BANK | 15 | OPEN DELTA | 13.2 KV | 120/240 | 2001347 | #NAME? | 2.4/4.1 x 7.6/13.2 | 17 | [7 empty] | 100 | 1 | 2001370 | 4665.41 | 20013704665.41
OH Transformer | 210 | 3-PHASE BANK | 15 | OPEN DELTA | 13.2 KV | 120/240 | 2001349 | #NAME? | 2.4/4.1 x 7.6/13.2 | 3 | [8 empty] | 3 | 2001371 | 6665.64 | 20013716665.64
OH Transformer | 210 | 3-PHASE BANK | 15 | OPEN DELTA | 13.2 KV | 120/240 | 2001366 | #NAME? | 2.4/4.1 x 7.6/13.2 | 1 | [7 empty] | 167 | 1 | - |  | -
OH Transformer | 210 | 3-PHASE BANK | 15 | OPEN DELTA | 13.2 KV | 120/240 | 2001367 | #NAME? | 2.4/4.1 x 7.6/13.2 | 1 | [6 empty] | 120/240 | 0 | 10 | - |  | -
OH Transformer | 210 | 3-PHASE BANK | 15 | OPEN DELTA | 13.2 KV | 120/240 | 2001368 | #NAME? | 2.4/4.1 x 7.6/13.2 | 7 | [7 empty] | 1.5 | 7 | 2001363 |  | 2001363
OH Transformer | 210 | 3-PHASE BANK | 15 | OPEN DELTA | 13.2 KV | 120/240 | 2001369 | #NAME? | 2.4/4.1 x 7.6/13.2 | 3 | [7 empty] | 5 | 16 | 2001364 |  | 2001364
OH Transformer | 210 | 3-PHASE BANK | 15 | OPEN DELTA | 13.2 KV | 120/240 | 2001370 | #NAME? | 2.4/4.1 x 7.6/13.2 | 1 | [8 empty] | 3 | 2001365 | 2435.58 | 20013652435.58
OH Transformer | 210 | 3-PHASE BANK | 15 | SINGLE-PHASE | 13.2 KV | 120/240 | 2001347 | #NAME? | 2.4/4.1 x 7.6/13.2 | 5 | [8 empty] | 5 | 2001366 | 2538.13 | 20013662538.13
OH Transformer | 210 | 3-PHASE BANK | 15 | SINGLE-PHASE | 13.2 KV | 120/240 | 2001348 | #NAME? | 2.4/4.1 x 7.6/13.2 | 3 | [8 empty] | 5 | 2001367 | 3129.01 | 20013673129.01
OH Transformer | 210 | 3-PHASE BANK | 15 | SINGLE-PHASE | 13.2 KV | 120/240 | 2001349 | #NAME? | 2.4/4.1 x 7.6/13.2 | 2 | [8 empty] | 7 | 2001368 | 3501.14 | 20013683501.14
OH Transformer | 210 | 3-PHASE BANK | 15 | WYE-DELTA | 13.2 KV | 120/240 | - | #NAME? | 2.4/4.1 x 7.6/13.2 | 1 | [8 empty] | 1 | 2001369 | 3847.75 | 20013693847.75
OH Transformer | 210 | 3-PHASE BANK | 15 | WYE-DELTA | 13.2 KV | 120/240 | 2001347 | #NAME? | 2.4/4.1 x 7.6/13.2 | 3 | [8 empty] | 25 | - |  | -
OH Transformer | 210 | 3-PHASE BANK | 15 | WYE-DELTA | 13.2 KV | 120/240 | 2001348 | #NAME? | 2.4/4.1 x 7.6/13.2 | 4 | [7 empty] | 10 | 2 | 2001338 |  | 2001338
OH Transformer | 210 | 3-PHASE BANK | 15 | WYE-DELTA | 13.2 KV | 120/240 | 2001349 | #NAME? | 2.4/4.1 x 7.6/13.2 | 1 | [8 empty] | 2 | 2001339 |  | 2001339
OH Transformer | 210 | 3-PHASE BANK | 15 | WYE-DELTA | 13.2 KV | 120/240 | 2001366 | #NAME? | 2.4/4.1 x 7.6/13.2 | 2 | [8 empty] | 3 | 2001340 |  | 2001340
OH Transformer | 210 | 3-PHASE BANK | 15 | WYE-DELTA | 13.2 KV | 120/240 | 2001369 | #NAME? | 2.4/4.1 x 7.6/13.2 | 2 | [8 empty] | 1 | 2001346 |  | 2001346
OH Transformer | 210 | 3-PHASE BANK | 15 | WYE-WYE | 13.2 KV | 120/208 | 2001347 | #NAME? | 2.4/4.1 x 7.6/13.2 | 3 | [8 empty] | 1 | 2001348 |  | 2001348
OH Transformer | 210 | 3-PHASE BANK | 15 | WYE-WYE | 13.2 KV | 120/240 | 2001347 | #NAME? | 2.4/4.1 x 7.6/13.2 | 2 | [8 empty] | 1 | 2001349 |  | 2001349
OH Transformer | 210 | 3-PHASE BANK | 15 | WYE-WYE | 13.2 KV | 120/240 | 2001348 | #NAME? | 2.4/4.1 x 7.6/13.2 | 2 | [8 empty] | 1 | 2001350 |  | 2001350
OH Transformer | 210 | 3-PHASE BANK | 15 | WYE-WYE | 13.2 KV | 120/240 | 2001366 | #NAME? | 2.4/4.1 x 7.6/13.2 | 2 | [8 empty] | 1 | 2001364 |  | 2001364
OH Transformer | 210 | 3-PHASE BANK | 15 | WYE-WYE | 13.2 KV | 4160Y/2400 | 2001347 | #NAME? | 2.4/4.1 x 7.6/13.2 | 3 | [8 empty] | 4704 | 2001365 | 2435.58 | 20013652435.58
OH Transformer | 210 | 3-PHASE BANK | 25 | OPEN DELTA | 13.2 KV | 120/240 | - | #NAME? | 2.4/4.1 x 7.6/13.2 | 23 | [8 empty] | 211 | 2001366 | 2538.13 | 20013662538.13
OH Transformer | 210 | 3-PHASE BANK | 25 | OPEN DELTA | 13.2 KV | 120/240 | 2001347 | #NAME? | 2.4/4.1 x 7.6/13.2 | 1 | [8 empty] | 390 | 2001367 | 3129.01 | 20013673129.01
OH Transformer | 210 | 3-PHASE BANK | 25 | OPEN DELTA | 13.2 KV | 120/240 | 2001348 | #NAME? | 2.4/4.1 x 7.6/13.2 | 1 | [8 empty] | 254 | 2001368 | 3501.14 | 20013683501.14
OH Transformer | 210 | 3-PHASE BANK | 25 | OPEN DELTA | 13.2 KV | 120/240 | 2001349 | #NAME? | 2.4/4.1 x 7.6/13.2 | 2 | [8 empty] | 133 | 2001369 | 3847.75 | 20013693847.75
OH Transformer | 210 | 3-PHASE BANK | 25 | OPEN DELTA | 13.2 KV | 120/240 | 2001350 | #NAME? | 2.4/4.1 x 7.6/13.2 | 1 | [8 empty] | 16 | 2001370 | 4665.41 | 20013704665.41
OH Transformer | 210 | 3-PHASE BANK | 25 | OPEN DELTA | 13.2 KV | 120/240 | 2001365 | #NAME? | 2.4/4.1 x 7.6/13.2 | 3 | [8 empty] | 2 | 2001371 | 6665.64 | 20013716665.64
OH Transformer | 210 | 3-PHASE BANK | 25 | OPEN DELTA | 13.2 KV | 120/240 | 2001370 | #NAME? | 2.4/4.1 x 7.6/13.2 | 1 | [8 empty] | 1 | 2001372 |  | 2001372
OH Transformer | 210 | 3-PHASE BANK | 25 | SINGLE-PHASE | 13.2 KV | 120/240 | 2001347 | #NAME? | 2.4/4.1 x 7.6/13.2 | 1 | [8 empty] | 84 | - |  | -
OH Transformer | 210 | 3-PHASE BANK | 25 | SINGLE-PHASE | 13.2 KV | 120/240 | 2001348 | #NAME? | 2.4/4.1 x 7.6/13.2 | 10 | [7 empty] | 15 | 1 | 2001339 |  | 2001339
OH Transformer | 210 | 3-PHASE BANK | 25 | SINGLE-PHASE | 13.2 KV | 120/240 | 2001349 | #NAME? | 2.4/4.1 x 7.6/13.2 | 2 | [8 empty] | 3 | 2001340 |  | 2001340
OH Transformer | 210 | 3-PHASE BANK | 25 | SINGLE-PHASE | 13.2 KV | 120/240 | 2001351 | #NAME? | 2.4/4.1 x 7.6/13.2 | 1 | [8 empty] | 2 | 2001347 |  | 2001347
OH Transformer | 210 | 3-PHASE BANK | 25 | WYE-DELTA | 13.2 KV | 120/240 | - | #NAME? | 2.4/4.1 x 7.6/13.2 | 17 | [8 empty] | 1 | 2001348 |  | 2001348
OH Transformer | 210 | 3-PHASE BANK | 25 | WYE-DELTA | 13.2 KV | 120/240 | 2001347 | #NAME? | 2.4/4.1 x 7.6/13.2 | 1 | [8 empty] | 1 | 2001349 |  | 2001349
OH Transformer | 210 | 3-PHASE BANK | 25 | WYE-DELTA | 13.2 KV | 120/240 | 2001348 | #NAME? | 2.4/4.1 x 7.6/13.2 | 11 | [8 empty] | 2 | 2001356 |  | 2001356
OH Transformer | 210 | 3-PHASE BANK | 25 | WYE-DELTA | 13.2 KV | 120/240 | 2001349 | #NAME? | 2.4/4.1 x 7.6/13.2 | 2 | [8 empty] | 5 | 2001364 |  | 2001364
OH Transformer | 210 | 3-PHASE BANK | 25 | WYE-DELTA | 13.2 KV | 120/240 | 2001350 | #NAME? | 2.4/4.1 x 7.6/13.2 | 2 | [8 empty] | 99 | 2001365 | 2435.58 | 20013652435.58
OH Transformer | 210 | 3-PHASE BANK | 25 | WYE-DELTA | 13.2 KV | 120/240 | 2001367 | #NAME? | 2.4/4.1 x 7.6/13.2 | 5 | [8 empty] | 10518 | 2001366 | 2538.13 | 20013662538.13
OH Transformer | 210 | 3-PHASE BANK | 25 | WYE-WYE | 13.2 KV | 120/208 | - | #NAME? | 2.4/4.1 x 7.6/13.2 | 3 | [8 empty] | 499 | 2001367 | 3129.01 | 20013673129.01
OH Transformer | 210 | 3-PHASE BANK | 25 | WYE-WYE | 13.2 KV | 120/208 | 2001339 | #NAME? | 2.4/4.1 x 7.6/13.2 | 1 | [8 empty] | 449 | 2001368 | 3501.14 | 20013683501.14
OH Transformer | 210 | 3-PHASE BANK | 25 | WYE-WYE | 13.2 KV | 120/240 | 2001346 | #NAME? | 2.4/4.1 x 7.6/13.2 | 1 | [8 empty] | 282 | 2001369 | 3847.75 | 20013693847.75
OH Transformer | 210 | 3-PHASE BANK | 25 | WYE-WYE | 13.2 KV | 120/240 | 2001348 | #NAME? | 2.4/4.1 x 7.6/13.2 | 6 | [8 empty] | 32 | 2001370 | 4665.41 | 20013704665.41
OH Transformer | 210 | 3-PHASE BANK | 37 | OPEN DELTA | 13.2 KV | 120/240 | - | #NAME? | 2.4/4.1 x 7.6/13.2 | 5 | [8 empty] | 1 | 2001371 | 6665.64 | 20013716665.64
OH Transformer | 210 | 3-PHASE BANK | 37 | OPEN DELTA | 13.2 KV | 120/240 | 2001347 | #NAME? | 2.4/4.1 x 7.6/13.2 | 2 | [8 empty] | 1 | 2001376 |  | 2001376
OH Transformer | 210 | 3-PHASE BANK | 37 | OPEN DELTA | 13.2 KV | 120/240 | 2001349 | #NAME? | 2.4/4.1 x 7.6/13.2 | 9 | [8 empty] | 1 | 2001379 | 8316.74 | 20013798316.74
OH Transformer | 210 | 3-PHASE BANK | 37 | OPEN DELTA | 13.2 KV | 120/240 | 2001351 | #NAME? | 2.4/4.1 x 7.6/13.2 | 1 | [8 empty] | 188 | - |  | -
OH Transformer | 210 | 3-PHASE BANK | 37 | OPEN DELTA | 13.2 KV | 120/240 | 2001365 | #NAME? | 2.4/4.1 x 7.6/13.2 | 5 | [8 empty] | 2 | (blank) |  | (blank)
OH Transformer | 210 | 3-PHASE BANK | 37 | OPEN DELTA | 13.2 KV | 120/240 | 2001366 | #NAME? | 2.4/4.1 x 7.6/13.2 | 1 | [7 empty] | 25 | 2 | 2001338 |  | 2001338
OH Transformer | 210 | 3-PHASE BANK | 37 | OPEN DELTA | 13.2 KV | 120/240 | 2001367 | #NAME? | 2.4/4.1 x 7.6/13.2 | 3 | [8 empty] | 1 | 2001339 |  | 2001339
OH Transformer | 210 | 3-PHASE BANK | 37 | OPEN DELTA | 13.2 KV | 120/240 | 2001368 | #NAME? | 2.4/4.1 x 7.6/13.2 | 2 | [8 empty] | 1 | 2001341 |  | 2001341
OH Transformer | 210 | 3-PHASE BANK | 37 | OPEN DELTA | 13.2 KV | 120/240 | 2001369 | #NAME? | 2.4/4.1 x 7.6/13.2 | 1 | [8 empty] | 2 | 2001347 |  | 2001347
OH Transformer | 210 | 3-PHASE BANK | 37 | OPEN DELTA | 13.2 KV | 120/240 | 2001372 | #NAME? | 2.4/4.1 x 7.6/13.2 | 1 | [8 empty] | 3 | 2001348 |  | 2001348
OH Transformer | 210 | 3-PHASE BANK | 37 | SINGLE-PHASE | 13.2 KV | 120/240 | 2001348 | #NAME? | 2.4/4.1 x 7.6/13.2 | 1 | [8 empty] | 2 | 2001349 |  | 2001349
OH Transformer | 210 | 3-PHASE BANK | 37 | SINGLE-PHASE | 13.2 KV | 120/240 | 2001349 | #NAME? | 2.4/4.1 x 7.6/13.2 | 1 | [8 empty] | 3 | 2001350 |  | 2001350
OH Transformer | 210 | 3-PHASE BANK | 37 | WYE-DELTA | 13.2 KV | 120/240 | - | #NAME? | 2.4/4.1 x 7.6/13.2 | 1 | [8 empty] | 6 | 2001364 |  | 2001364
OH Transformer | 210 | 3-PHASE BANK | 37 | WYE-DELTA | 13.2 KV | 120/240 | 2001348 | #NAME? | 2.4/4.1 x 7.6/13.2 | 4 | [8 empty] | 181 | 2001365 | 2435.58 | 20013652435.58
OH Transformer | 210 | 3-PHASE BANK | 37 | WYE-DELTA | 13.2 KV | 120/240 | 2001349 | #NAME? | 2.4/4.1 x 7.6/13.2 | 19 | [8 empty] | 270 | 2001366 | 2538.13 | 20013662538.13
OH Transformer | 210 | 3-PHASE BANK | 37 | WYE-DELTA | 13.2 KV | 120/240 | 2001366 | #NAME? | 2.4/4.1 x 7.6/13.2 | 2 | [8 empty] | 25494 | 2001367 | 3129.01 | 20013673129.01
OH Transformer | 210 | 3-PHASE BANK | 37 | WYE-DELTA | 13.2 KV | 120/240 | 2001367 | #NAME? | 2.4/4.1 x 7.6/13.2 | 1 | [8 empty] | 739 | 2001368 | 3501.14 | 20013683501.14
OH Transformer | 210 | 3-PHASE BANK | 37 | WYE-DELTA | 13.2 KV | 120/240 | 2001368 | #NAME? | 2.4/4.1 x 7.6/13.2 | 2 | [8 empty] | 585 | 2001369 | 3847.75 | 20013693847.75
OH Transformer | 210 | 3-PHASE BANK | 37 | WYE-DELTA | 13.2 KV | 277/480 | 2001349 | #NAME? | 2.4/4.1 x 7.6/13.2 | 1 | [8 empty] | 134 | 2001370 | 4665.41 | 20013704665.41
OH Transformer | 210 | 3-PHASE BANK | 37 | WYE-WYE | 13.2 KV | 120/208 | 2001349 | #NAME? | 2.4/4.1 x 7.6/13.2 | 3 | [8 empty] | 34 | 2001371 | 6665.64 | 20013716665.64
OH Transformer | 210 | 3-PHASE BANK | 37 | WYE-WYE | 13.2 KV | 120/240 | 2001340 | #NAME? | 2.4/4.1 x 7.6/13.2 | 1 | [8 empty] | 1 | 2001372 |  | 2001372
OH Transformer | 210 | 3-PHASE BANK | 37 | WYE-WYE | 13.2 KV | 120/240 | 2001349 | #NAME? | 2.4/4.1 x 7.6/13.2 | 3 | [8 empty] | 3 | 2001375 |  | 2001375
OH Transformer | 210 | 3-PHASE BANK | 37 | WYE-WYE | 13.2 KV | 120/240 | 2001368 | #NAME? | 2.4/4.1 x 7.6/13.2 | 1 | [8 empty] | 1 | 2001425 |  | 2001425
OH Transformer | 210 | 3-PHASE BANK | 37.5 | OPEN DELTA | 13.2 KV | 120/240 | 2001347 | #NAME? | 2.4/4.1 x 7.6/13.2 | 1 | [8 empty] | 2 | 2001486 |  | 2001486
OH Transformer | 210 | 3-PHASE BANK | 37.5 | OPEN DELTA | 13.2 KV | 120/240 | 2001349 | #NAME? | 2.4/4.1 x 7.6/13.2 | 4 | [8 empty] | 1 | 2001487 |  | 2001487
OH Transformer | 210 | 3-PHASE BANK | 37.5 | SINGLE-PHASE | 13.2 KV | 120/240 | 2001348 | #NAME? | 2.4/4.1 x 7.6/13.2 | 2 | [8 empty] | 355 | - |  | -
OH Transformer | 210 | 3-PHASE BANK | 37.5 | SINGLE-PHASE | 13.2 KV | 120/240 | 2001349 | #NAME? | 2.4/4.1 x 7.6/13.2 | 6 | [7 empty] | 37 | 2 | 2001338 |  | 2001338
OH Transformer | 210 | 3-PHASE BANK | 37.5 | WYE-DELTA | 13.2 KV | 120/240 | 2001349 | #NAME? | 2.4/4.1 x 7.6/13.2 | 8 | [8 empty] | 2 | 2001339 |  | 2001339
OH Transformer | 210 | 3-PHASE BANK | 37.5 | WYE-DELTA | 13.2 KV | 120/240 | 2001350 | #NAME? | 2.4/4.1 x 7.6/13.2 | 2 | [8 empty] | 1 | 2001340 |  | 2001340
OH Transformer | 210 | 3-PHASE BANK | 37.5 | WYE-DELTA | 13.2 KV | 120/240 | 2001351 | #NAME? | 2.4/4.1 x 7.6/13.2 | 2 | [8 empty] | 1 | 2001347 |  | 2001347
OH Transformer | 210 | 3-PHASE BANK | 37.5 | WYE-WYE | 13.2 KV | 120/208 | 2001349 | #NAME? | 2.4/4.1 x 7.6/13.2 | 3 | [8 empty] | 1 | 2001348 |  | 2001348
OH Transformer | 210 | 3-PHASE BANK | 37.5 | WYE-WYE | 13.2 KV | 120/240 | 2001346 | #NAME? | 2.4/4.1 x 7.6/13.2 | 1 | [8 empty] | 3 | 2001349 |  | 2001349
OH Transformer | 210 | 3-PHASE BANK | 37.5 | WYE-WYE | 13.2 KV | 120/240 | 2001348 | #NAME? | 2.4/4.1 x 7.6/13.2 | 1 | [8 empty] | 4 | 2001364 |  | 2001364
OH Transformer | 210 | 3-PHASE BANK | 37.5 | WYE-WYE | 13.2 KV | 120/240 | 2001349 | #NAME? | 2.4/4.1 x 7.6/13.2 | 3 | [8 empty] | 94 | 2001365 | 2435.58 | 20013652435.58
OH Transformer | 210 | 3-PHASE BANK | 37.5 | WYE-WYE | 13.2 KV | 120/240 | 2001365 | #NAME? | 2.4/4.1 x 7.6/13.2 | 1 | [8 empty] | 195 | 2001366 | 2538.13 | 20013662538.13
OH Transformer | 210 | 3-PHASE BANK | 50 | OPEN DELTA | 13.2 KV | 120/240 | - | #NAME? | 2.4/4.1 x 7.6/13.2 | 10 | [8 empty] | 232 | 2001367 | 3129.01 | 20013673129.01
OH Transformer | 210 | 3-PHASE BANK | 50 | OPEN DELTA | 13.2 KV | 120/240 | 2001347 | #NAME? | 2.4/4.1 x 7.6/13.2 | 3 | [8 empty] | 7646 | 2001368 | 3501.14 | 20013683501.14
OH Transformer | 210 | 3-PHASE BANK | 50 | OPEN DELTA | 13.2 KV | 120/240 | 2001349 | #NAME? | 2.4/4.1 x 7.6/13.2 | 1 | [8 empty] | 62 | 2001369 | 3847.75 | 20013693847.75
OH Transformer | 210 | 3-PHASE BANK | 50 | OPEN DELTA | 13.2 KV | 120/240 | 2001350 | #NAME? | 2.4/4.1 x 7.6/13.2 | 1 | [8 empty] | 25 | 2001370 | 4665.41 | 20013704665.41
OH Transformer | 210 | 3-PHASE BANK | 50 | OPEN DELTA | 13.2 KV | 120/240 | 2001367 | #NAME? | 2.4/4.1 x 7.6/13.2 | 1 | [8 empty] | 4 | 2001371 | 6665.64 | 20013716665.64
OH Transformer | 210 | 3-PHASE BANK | 50 | OPEN DELTA | 13.2 KV | 120/240 | 2001368 | #NAME? | 2.4/4.1 x 7.6/13.2 | 1 | [8 empty] | 304 | - |  | -
OH Transformer | 210 | 3-PHASE BANK | 50 | SINGLE-PHASE | 13.2 KV | 120/240 | 2001346 | #NAME? | 2.4/4.1 x 7.6/13.2 | 2 | [7 empty] | 37.5 | 4 | 2001349 |  | 2001349
OH Transformer | 210 | 3-PHASE BANK | 50 | SINGLE-PHASE | 13.2 KV | 120/240 | 2001349 | #NAME? | 2.4/4.1 x 7.6/13.2 | 2 | [8 empty] | 1 | 2001357 |  | 2001357
OH Transformer | 210 | 3-PHASE BANK | 50 | SINGLE-PHASE | 13.2 KV | 120/240 | 2001350 | #NAME? | 2.4/4.1 x 7.6/13.2 | 2 | [8 empty] | 3 | 2001364 |  | 2001364
OH Transformer | 210 | 3-PHASE BANK | 50 | WYE-DELTA | 13.2 KV | 120/240 | - | #NAME? | 2.4/4.1 x 7.6/13.2 | 20 | [8 empty] | 46 | 2001365 | 2435.58 | 20013652435.58
OH Transformer | 210 | 3-PHASE BANK | 50 | WYE-DELTA | 13.2 KV | 120/240 | 2001348 | #NAME? | 2.4/4.1 x 7.6/13.2 | 1 | [8 empty] | 48 | 2001366 | 2538.13 | 20013662538.13
OH Transformer | 210 | 3-PHASE BANK | 50 | WYE-DELTA | 13.2 KV | 120/240 | 2001349 | #NAME? | 2.4/4.1 x 7.6/13.2 | 7 | [8 empty] | 48 | 2001367 | 3129.01 | 20013673129.01
OH Transformer | 210 | 3-PHASE BANK | 50 | WYE-DELTA | 13.2 KV | 120/240 | 2001350 | #NAME? | 2.4/4.1 x 7.6/13.2 | 2 | [8 empty] | 11378 | 2001368 | 3501.14 | 20013683501.14
OH Transformer | 210 | 3-PHASE BANK | 50 | WYE-DELTA | 13.2 KV | 120/240 | 2001351 | #NAME? | 2.4/4.1 x 7.6/13.2 | 2 | [8 empty] | 439 | 2001369 | 3847.75 | 20013693847.75
OH Transformer | 210 | 3-PHASE BANK | 50 | WYE-DELTA | 13.2 KV | 120/240 | 2001367 | #NAME? | 2.4/4.1 x 7.6/13.2 | 2 | [8 empty] | 231 | 2001370 | 4665.41 | 20013704665.41
OH Transformer | 210 | 3-PHASE BANK | 50 | WYE-DELTA | 13.2 KV | 120/240 | 2001368 | #NAME? | 2.4/4.1 x 7.6/13.2 | 2 | [8 empty] | 8 | 2001371 | 6665.64 | 20013716665.64
OH Transformer | 210 | 3-PHASE BANK | 50 | WYE-DELTA | 13.2 KV | 120/240 | 2001370 | #NAME? | 2.4/4.1 x 7.6/13.2 | 2 | [8 empty] | 2 | 2001378 |  | 2001378
OH Transformer | 210 | 3-PHASE BANK | 50 | WYE-DELTA | 13.2 KV | 277/480 | 2001349 | #NAME? | 2.4/4.1 x 7.6/13.2 | 1 | [8 empty] | 1 | - |  | -
OH Transformer | 210 | 3-PHASE BANK | 50 | WYE-WYE | 13.2 KV | 120/240 | - | #NAME? | 2.4/4.1 x 7.6/13.2 | 3 | [8 empty] | 1 | (blank) |  | (blank)
OH Transformer | 210 | 3-PHASE BANK | 50 | WYE-WYE | 13.2 KV | 120/240 | 2001341 | #NAME? | 2.4/4.1 x 7.6/13.2 | 1 | [7 empty] | 50 | 3 | 2001338 |  | 2001338
OH Transformer | 210 | 3-PHASE BANK | 75 | OPEN DELTA | 13.2 KV | 120/240 | - | #NAME? | 2.4/4.1 x 7.6/13.2 | 7 | [8 empty] | 2 | 2001339 |  | 2001339
OH Transformer | 210 | 3-PHASE BANK | 75 | OPEN DELTA | 13.2 KV | 120/240 | 2001347 | #NAME? | 2.4/4.1 x 7.6/13.2 | 1 | [8 empty] | 1 | 2001340 |  | 2001340
OH Transformer | 210 | 3-PHASE BANK | 75 | OPEN DELTA | 13.2 KV | 120/240 | 2001351 | #NAME? | 2.4/4.1 x 7.6/13.2 | 1 | [8 empty] | 1 | 2001346 |  | 2001346
OH Transformer | 210 | 3-PHASE BANK | 75 | OPEN DELTA | 13.2 KV | 120/240 | 2001365 | #NAME? | 2.4/4.1 x 7.6/13.2 | 2 | [8 empty] | 3 | 2001347 |  | 2001347
OH Transformer | 210 | 3-PHASE BANK | 75 | OPEN DELTA | 13.2 KV | 120/240 | 2001366 | #NAME? | 2.4/4.1 x 7.6/13.2 | 1 | [8 empty] | 1 | 2001348 |  | 2001348
OH Transformer | 210 | 3-PHASE BANK | 75 | OPEN DELTA | 13.2 KV | 120/240 | 2001367 | #NAME? | 2.4/4.1 x 7.6/13.2 | 1 | [8 empty] | 3 | 2001349 |  | 2001349
OH Transformer | 210 | 3-PHASE BANK | 75 | SINGLE-PHASE | 13.2 KV | 120/240 | 2001351 | #NAME? | 2.4/4.1 x 7.6/13.2 | 1 | [8 empty] | 3 | 2001350 |  | 2001350
OH Transformer | 210 | 3-PHASE BANK | 75 | WYE-DELTA | 13.2 KV | 120/240 | - | #NAME? | 2.4/4.1 x 7.6/13.2 | 7 | [8 empty] | 1 | 2001364 |  | 2001364
OH Transformer | 210 | 3-PHASE BANK | 75 | WYE-DELTA | 13.2 KV | 120/240 | 2001349 | #NAME? | 2.4/4.1 x 7.6/13.2 | 2 | [8 empty] | 43 | 2001365 | 2435.58 | 20013652435.58
OH Transformer | 210 | 3-PHASE BANK | 75 | WYE-DELTA | 13.2 KV | 120/240 | 2001351 | #NAME? | 2.4/4.1 x 7.6/13.2 | 2 | [8 empty] | 136 | 2001366 | 2538.13 | 20013662538.13
OH Transformer | 210 | 3-PHASE BANK | 75 | WYE-DELTA | 13.2 KV | 120/240 | 2001367 | #NAME? | 2.4/4.1 x 7.6/13.2 | 3 | [8 empty] | 202 | 2001367 | 3129.01 | 20013673129.01
OH Transformer | 210 | 3-PHASE BANK | 75 | WYE-DELTA | 13.2 KV | 120/240 | 2001368 | #NAME? | 2.4/4.1 x 7.6/13.2 | 2 | [8 empty] | 199 | 2001368 | 3501.14 | 20013683501.14
OH Transformer | 210 | 3-PHASE BANK | 75 | WYE-DELTA | 13.2 KV | 120/240 | 2001369 | #NAME? | 2.4/4.1 x 7.6/13.2 | 1 | [8 empty] | 13612 | 2001369 | 3847.75 | 20013693847.75
OH Transformer | 210 | 3-PHASE BANK | 75 | WYE-DELTA | 13.2 KV | 120/240 | 2001370 | #NAME? | 2.4/4.1 x 7.6/13.2 | 3 | [8 empty] | 313 | 2001370 | 4665.41 | 20013704665.41
OH Transformer | 210 | 3-PHASE BANK | 75 | WYE-WYE | 13.2 KV | 120/240 | - | #NAME? | 2.4/4.1 x 7.6/13.2 | 2 | [8 empty] | 79 | 2001371 | 6665.64 | 20013716665.64
OH Transformer | 210 | 3-PHASE BANK | 100 | OPEN DELTA | 13.2 KV | 120/240 | - | #NAME? | 2.4/4.1 x 7.6/13.2 | 1 | [8 empty] | 1 | 2001379 | 8316.74 | 20013798316.74
OH Transformer | 210 | 3-PHASE BANK | 100 | WYE-DELTA | 13.2 KV | 120/240 | 2001370 | #NAME? | 2.4/4.1 x 7.6/13.2 | 2 | [8 empty] | 202 | - |  | -
OH Transformer | 210 | 3-PHASE BANK | 100 | WYE-DELTA | 13.2 KV | 120/240 | 2001371 | #NAME? | 2.4/4.1 x 7.6/13.2 | 1 | [7 empty] | 75 | 16 | 2001365 | 2435.58 | 20013652435.58
OH Transformer | 210 | 3-PHASE BANK | 167 | OPEN DELTA | 13.2 KV | 120/240 | 2001365 | #NAME? | 2.4/4.1 x 7.6/13.2 | 1 | [8 empty] | 21 | 2001366 | 2538.13 | 20013662538.13
OH Transformer | 210 | 3-PHASE BANK | 167 | SINGLE-PHASE | 13.2 KV | 120/208 | 2001353 | #NAME? | 2.4/4.1 x 7.6/13.2 | 3 | [8 empty] | 45 | 2001367 | 3129.01 | 20013673129.01
OH Transformer | 210 | 3-PHASE BANK | 167 | SINGLE-PHASE | 13.2 KV | 120/240 | 2001371 | #NAME? | 2.4/4.1 x 7.6/13.2 | 1 | [8 empty] | 97 | 2001368 | 3501.14 | 20013683501.14
OH Transformer | 210 | 3-PHASE BANK | 250 | WYE-DELTA | 13.2 KV | 120/240 | 2001391 | #NAME? | 2.4/4.1 x 7.6/13.2 | 2 | [8 empty] | 134 | 2001369 | 3847.75 | 20013693847.75
OH Transformer | 210 | 3-PHASE UNIT | 15 | WYE-WYE | 13.2 KV | 120/240 | 2001347 | #NAME? | 2.4/4.1 x 7.6/13.2 | 3 | [8 empty] | 3068 | 2001370 | 4665.41 | 20013704665.41
OH Transformer | 210 | BANKED SINGLE PHASE | 15 | SINGLE-PHASE | 13.2 KV | 120/240 | - | #NAME? | 2.4/4.1 x 7.6/13.2 | 2 | [8 empty] | 126 | 2001371 | 6665.64 | 20013716665.64
OH Transformer | 210 | BANKED SINGLE PHASE | 25 | OPEN DELTA | 13.2 KV | 120/240 | 2001348 | #NAME? | 2.4/4.1 x 7.6/13.2 | 2 | [8 empty] | 1 | 2001375 |  | 2001375
OH Transformer | 210 | BANKED SINGLE PHASE | 25 | WYE-DELTA | 13.2 KV | 120/240 | 2001348 | #NAME? | 2.4/4.1 x 7.6/13.2 | 1 | [8 empty] | 2 | 2001379 | 8316.74 | 20013798316.74
OH Transformer | 210 | BANKED SINGLE PHASE | 37.5 | WYE-DELTA | 13.2 KV | 120/240 | 2001348 | #NAME? | 2.4/4.1 x 7.6/13.2 | 1 | [8 empty] | 28 | - |  | -
OH Transformer | 210 | BANKED SINGLE PHASE | 50 | SINGLE-PHASE | 13.2 KV | 120/240 | 2001350 | #NAME? | 2.4/4.1 x 7.6/13.2 | 1 | [7 empty] | 100 | 2 | 2001365 | 2435.58 | 20013652435.58
OH Transformer | 211 | 1-PHASE UNIT | 10 | SINGLE-PHASE | 13.2 KV | 120/240 | - | #NAME? | 4.8/8.3 | 3 | [8 empty] | 3 | 2001366 | 2538.13 | 20013662538.13
OH Transformer | 211 | 1-PHASE UNIT | 15 | SINGLE-PHASE | 13.2 KV | 120/240 | - | #NAME? | 4.8/8.3 | 5 | [8 empty] | 10 | 2001367 | 3129.01 | 20013673129.01
OH Transformer | 211 | 1-PHASE UNIT | 25 | SINGLE-PHASE | 13.2 KV | 120/240 | - | #NAME? | 4.8/8.3 | 4 | [8 empty] | 10 | 2001368 | 3501.14 | 20013683501.14
OH Transformer | 211 | 1-PHASE UNIT | 37 | SINGLE-PHASE | 13.2 KV | 120/240 | - | #NAME? | 4.8/8.3 | 3 | [8 empty] | 36 | 2001369 | 3847.75 | 20013693847.75
OH Transformer | 211 | 3-PHASE BANK | 10 | OPEN DELTA | 13.2 KV | 120/240 | - | #NAME? | 4.8/8.3 | 1 | [8 empty] | 70 | 2001370 | 4665.41 | 20013704665.41
OH Transformer | 211 | 3-PHASE BANK | 50 | OPEN DELTA | 13.2 KV | 120/240 | - | #NAME? | 4.8/8.3 | 1 | [8 empty] | 712 | 2001371 | 6665.64 | 20013716665.64
OH Transformer | 212 | 1-PHASE UNIT | 5 | SINGLE-PHASE | 13.2 KV | 120/240 | - | #NAME? | 4.8/8.3 x 7.6/13.2 | 3 | [8 empty] | 25 | 2001379 | 8316.74 | 20013798316.74
OH Transformer | 212 | 1-PHASE UNIT | 10 | SINGLE-PHASE | 13.2 KV | 120/240 | - | #NAME? | 4.8/8.3 x 7.6/13.2 | 49 | [8 empty] | 15 | - |  | -
OH Transformer | 212 | 1-PHASE UNIT | 10 | SINGLE-PHASE | 13.2 KV | 120/240 | 2001355 | #NAME? | 4.8/8.3 x 7.6/13.2 | 3 | [7 empty] | 167 | 1 | 2001370 | 4665.41 | 20013704665.41
OH Transformer | 212 | 1-PHASE UNIT | 15 | SINGLE-PHASE | 13.2 KV | 120/240 | - | #NAME? | 4.8/8.3 x 7.6/13.2 | 135 | [8 empty] | 5 | 2001371 | 6665.64 | 20013716665.64
OH Transformer | 212 | 1-PHASE UNIT | 15 | SINGLE-PHASE | 13.2 KV | 120/240 | 2001356 | #NAME? | 4.8/8.3 x 7.6/13.2 | 6 | [8 empty] | 1 | 2001380 | 9737.66 | 20013809737.66
OH Transformer | 212 | 1-PHASE UNIT | 25 | SINGLE-PHASE | 13.2 KV | 120/240 | - | #NAME? | 4.8/8.3 x 7.6/13.2 | 306 | [8 empty] | 29 | - |  | -
OH Transformer | 212 | 1-PHASE UNIT | 25 | SINGLE-PHASE | 13.2 KV | 120/240 | 2001357 | #NAME? | 4.8/8.3 x 7.6/13.2 | 7 | [7 empty] | 250 | 1 | 2001368 | 3501.14 | 20013683501.14
OH Transformer | 212 | 1-PHASE UNIT | 25 | SINGLE-PHASE | 13.2 KV | 120/240 | 2001367 | #NAME? | 4.8/8.3 x 7.6/13.2 | 1 | [6 empty] | 240/480 | 10 | 2 | 2001365 | 2435.58 | 20013652435.58
OH Transformer | 212 | 1-PHASE UNIT | 37 | SINGLE-PHASE | 13.2 KV | 120/240 | - | #NAME? | 4.8/8.3 x 7.6/13.2 | 127 | [7 empty] | 15 | 1 | 2001367 | 3129.01 | 20013673129.01
OH Transformer | 212 | 1-PHASE UNIT | 37.5 | SINGLE-PHASE | 13.2 KV | 120/240 | 2001358 | #NAME? | 4.8/8.3 x 7.6/13.2 | 7 | [7 empty] | 25 | 12 | 2001367 | 3129.01 | 20013673129.01
OH Transformer | 212 | 1-PHASE UNIT | 50 | SINGLE-PHASE | 13.2 KV | 120/240 | - | #NAME? | 4.8/8.3 x 7.6/13.2 | 38 | [7 empty] | 37 | 1 | 2001365 | 2435.58 | 20013652435.58
OH Transformer | 212 | 1-PHASE UNIT | 75 | SINGLE-PHASE | 13.2 KV | 120/240 | 2001360 | #NAME? | 4.8/8.3 x 7.6/13.2 | 10 | [8 empty] | 4 | 2001368 | 3501.14 | 20013683501.14
OH Transformer | 212 | 3-PHASE BANK | 5 | OPEN DELTA | 13.2 KV | 120/240 | - | #NAME? | 4.8/8.3 x 7.6/13.2 | 1 | [7 empty] | 50 | 1 | 2001367 | 3129.01 | 20013673129.01
OH Transformer | 212 | 3-PHASE BANK | 10 | OPEN DELTA | 13.2 KV | 120/240 | - | #NAME? | 4.8/8.3 x 7.6/13.2 | 11 | [7 empty] | 75 | 2 | 2001370 | 4665.41 | 20013704665.41
OH Transformer | 212 | 3-PHASE BANK | 10 | OPEN DELTA | 13.2 KV | 120/240 | 2001355 | #NAME? | 4.8/8.3 x 7.6/13.2 | 1 | [6 empty] | 277/480 | 10 | 8 | 2001365 | 2435.58 | 20013652435.58
OH Transformer | 212 | 3-PHASE BANK | 10 | OPEN DELTA | 13.2 KV | 120/240 | 2001365 | #NAME? | 4.8/8.3 x 7.6/13.2 | 1 | [7 empty] | 15 | 1 | 2001366 | 2538.13 | 20013662538.13
OH Transformer | 212 | 3-PHASE BANK | 10 | OPEN DELTA | 13.2 KV | 120/240 | 2001366 | #NAME? | 4.8/8.3 x 7.6/13.2 | 2 | [7 empty] | 25 | 25 | 2001367 | 3129.01 | 20013673129.01
OH Transformer | 212 | 3-PHASE BANK | 10 | OPEN DELTA | 13.2 KV | 120/240 | 2001367 | #NAME? | 4.8/8.3 x 7.6/13.2 | 4 | [8 empty] | 1 | 2001425 |  | 2001425
OH Transformer | 212 | 3-PHASE BANK | 10 | WYE-DELTA | 13.2 KV | 120/240 | 2001357 | #NAME? | 4.8/8.3 x 7.6/13.2 | 2 | [7 empty] | 37 | 1 | 2001349 |  | 2001349
OH Transformer | 212 | 3-PHASE BANK | 10 | WYE-DELTA | 13.2 KV | 120/240 | 2001365 | #NAME? | 4.8/8.3 x 7.6/13.2 | 1 | [8 empty] | 1 | 2001366 | 2538.13 | 20013662538.13
OH Transformer | 212 | 3-PHASE BANK | 10 | WYE-WYE | 13.2 KV | 120/240 | 2001365 | #NAME? | 4.8/8.3 x 7.6/13.2 | 3 | [8 empty] | 1 | 2001367 | 3129.01 | 20013673129.01
OH Transformer | 212 | 3-PHASE BANK | 15 | OPEN DELTA | 13.2 KV | 120/240 | - | #NAME? | 4.8/8.3 x 7.6/13.2 | 22 | [8 empty] | 8 | 2001368 | 3501.14 | 20013683501.14
OH Transformer | 212 | 3-PHASE BANK | 15 | OPEN DELTA | 13.2 KV | 120/240 | 2001356 | #NAME? | 4.8/8.3 x 7.6/13.2 | 1 | [7 empty] | 50 | 1 | 2001367 | 3129.01 | 20013673129.01
OH Transformer | 212 | 3-PHASE BANK | 15 | OPEN DELTA | 13.2 KV | 120/240 | 2001366 | #NAME? | 4.8/8.3 x 7.6/13.2 | 3 | [8 empty] | 1 | 2001368 | 3501.14 | 20013683501.14
OH Transformer | 212 | 3-PHASE BANK | 15 | OPEN DELTA | 13.2 KV | 120/240 | 2001369 | #NAME? | 4.8/8.3 x 7.6/13.2 | 1 | [8 empty] | 15 | 2001369 | 3847.75 | 20013693847.75
OH Transformer | 212 | 3-PHASE BANK | 15 | SINGLE-PHASE | 13.2 KV | 120/240 | 2001357 | #NAME? | 4.8/8.3 x 7.6/13.2 | 2 | [8 empty] | 1 | 2001427 |  | 2001427
OH Transformer | 212 | 3-PHASE BANK | 15 | WYE-DELTA | 13.2 KV | 120/240 | - | #NAME? | 4.8/8.3 x 7.6/13.2 | 1 | [7 empty] | 75 | 10 | 2001370 | 4665.41 | 20013704665.41
OH Transformer | 212 | 3-PHASE BANK | 15 | WYE-DELTA | 13.2 KV | 120/240 | 2001357 | #NAME? | 4.8/8.3 x 7.6/13.2 | 1 | [8 empty] | 2 | - |  | -
OH Transformer | 212 | 3-PHASE BANK | 15 | WYE-DELTA | 13.2 KV | 120/240 | 2001366 | #NAME? | 4.8/8.3 x 7.6/13.2 | 1 | [7 empty] | 100 | 3 | 2001370 | 4665.41 | 20013704665.41
OH Transformer | 212 | 3-PHASE BANK | 15 | WYE-WYE | 13.2 KV | 120/208 | 2001356 | #NAME? | 4.8/8.3 x 7.6/13.2 | 3 | [8 empty] | 2 | 2001371 | 6665.64 | 20013716665.64
OH Transformer | 212 | 3-PHASE BANK | 15 | WYE-WYE | 13.2 KV | 120/240 | - | #NAME? | 4.8/8.3 x 7.6/13.2 | 2 | [8 empty] | 1 | 2001429 |  | 2001429
OH Transformer | 212 | 3-PHASE BANK | 15 | WYE-WYE | 13.2 KV | 120/240 | 2001356 | #NAME? | 4.8/8.3 x 7.6/13.2 | 3 | [7 empty] | 167 | 1 | 2001371 | 6665.64 | 20013716665.64
OH Transformer | 212 | 3-PHASE BANK | 15 | WYE-WYE | 13.2 KV | 120/240 | 2001366 | #NAME? | 4.8/8.3 x 7.6/13.2 | 1
OH Transformer | 212 | 3-PHASE BANK | 25 | OPEN DELTA | 13.2 KV | 120/240 | - | #NAME? | 4.8/8.3 x 7.6/13.2 | 17 | [5 empty] | 214 | 120/208 | 25 | 3 | - |  | -
OH Transformer | 212 | 3-PHASE BANK | 25 | OPEN DELTA | 13.2 KV | 120/240 | 2001366 | #NAME? | 4.8/8.3 x 7.6/13.2 | 2 | [7 empty] | 167 | 11 | 2001379 | 8316.74 | 20013798316.74
OH Transformer | 212 | 3-PHASE BANK | 25 | SINGLE-PHASE | 13.2 KV | 120/240 | 2001357 | #NAME? | 4.8/8.3 x 7.6/13.2 | 1 | [8 empty] | 3 | 2001430 |  | 2001430
OH Transformer | 212 | 3-PHASE BANK | 25 | WYE-DELTA | 13.2 KV | 120/240 | 2001357 | #NAME? | 4.8/8.3 x 7.6/13.2 | 8 | [8 empty] | 1 | - |  | -
OH Transformer | 212 | 3-PHASE BANK | 25 | WYE-DELTA | 13.2 KV | 120/240 | 2001365 | #NAME? | 4.8/8.3 x 7.6/13.2 | 1 | [6 empty] | 120/240 | 5 | 1 | 2001372 |  | 2001372
OH Transformer | 212 | 3-PHASE BANK | 25 | WYE-DELTA | 13.2 KV | 120/240 | 2001366 | #NAME? | 4.8/8.3 x 7.6/13.2 | 1 | [7 empty] | 10 | 1 | 2001365 | 2435.58 | 20013652435.58
OH Transformer | 212 | 3-PHASE BANK | 25 | WYE-DELTA | 13.2 KV | 120/240 | 2001367 | #NAME? | 4.8/8.3 x 7.6/13.2 | 1 | [8 empty] | 8 | 2001372 |  | 2001372
OH Transformer | 212 | 3-PHASE BANK | 25 | WYE-DELTA | 13.2 KV | 120/240 | 2001368 | #NAME? | 4.8/8.3 x 7.6/13.2 | 1 | [8 empty] | 1 | 2001375 |  | 2001375
OH Transformer | 212 | 3-PHASE BANK | 37 | OPEN DELTA | 13.2 KV | 120/240 | - | #NAME? | 4.8/8.3 x 7.6/13.2 | 12 | [8 empty] | 3 | - |  | -
OH Transformer | 212 | 3-PHASE BANK | 37 | OPEN DELTA | 13.2 KV | 120/240 | 2001367 | #NAME? | 4.8/8.3 x 7.6/13.2 | 1 | [7 empty] | 15 | 1 | 2001366 | 2538.13 | 20013662538.13
OH Transformer | 212 | 3-PHASE BANK | 37 | WYE-DELTA | 13.2 KV | 120/240 | 2001365 | #NAME? | 4.8/8.3 x 7.6/13.2 | 1 | [8 empty] | 7 | 2001373 |  | 2001373
OH Transformer | 212 | 3-PHASE BANK | 37 | WYE-DELTA | 13.2 KV | 120/240 | 2001367 | #NAME? | 4.8/8.3 x 7.6/13.2 | 1 | [8 empty] | 3 | - |  | -
OH Transformer | 212 | 3-PHASE BANK | 37.5 | OPEN DELTA | 13.2 KV | 120/240 | 2001355 | #NAME? | 4.8/8.3 x 7.6/13.2 | 1 | [7 empty] | 25 | 10 | 2001374 |  | 2001374
OH Transformer | 212 | 3-PHASE BANK | 50 | OPEN DELTA | 13.2 KV | 120/240 | - | #NAME? | 4.8/8.3 x 7.6/13.2 | 7 | [8 empty] | 4 | - |  | -
OH Transformer | 212 | 3-PHASE BANK | 50 | OPEN DELTA | 13.2 KV | 120/240 | 2001365 | #NAME? | 4.8/8.3 x 7.6/13.2 | 1 | [7 empty] | 37 | 3 | - |  | -
OH Transformer | 212 | 3-PHASE BANK | 50 | WYE-DELTA | 13.2 KV | 120/240 | 2001368 | #NAME? | 4.8/8.3 x 7.6/13.2 | 1 | [7 empty] | 37.5 | 17 | 2001375 |  | 2001375
OH Transformer | 212 | 3-PHASE BANK | 50 | WYE-WYE | 13.2 KV | 120/240 | - | #NAME? | 4.8/8.3 x 7.6/13.2 | 3 | [7 empty] | 50 | 1 | 2001340 |  | 2001340
OH Transformer | 212 | 3-PHASE BANK | 75 | OPEN DELTA | 13.2 KV | 120/240 | - | #NAME? | 4.8/8.3 x 7.6/13.2 | 1 | [8 empty] | 2 | 2001369 | 3847.75 | 20013693847.75
OH Transformer | 212 | 3-PHASE BANK | 75 | OPEN DELTA | 13.2 KV | 120/240 | 2001367 | #NAME? | 4.8/8.3 x 7.6/13.2 | 1 | [8 empty] | 1 | 2001374 |  | 2001374
OH Transformer | 212 | 3-PHASE BANK | 75 | WYE-DELTA | 13.2 KV | 120/240 | - | #NAME? | 4.8/8.3 x 7.6/13.2 | 1 | [8 empty] | 9 | 2001376 |  | 2001376
OH Transformer | 212 | 3-PHASE BANK | 75 | WYE-WYE | 13.2 KV | 120/240 | - | #NAME? | 4.8/8.3 x 7.6/13.2 | 2 | [8 empty] | 3 | - |  | -
OH Transformer | 212 | 3-PHASE UNIT | 10 | WYE-WYE | 13.2 KV | 120/240 | 2001355 | #NAME? | 4.8/8.3 x 7.6/13.2 | 3 | [7 empty] | 75 | 1 | 2001369 | 3847.75 | 20013693847.75
OH Transformer | 213 | 1-PHASE UNIT | 0 | SINGLE-PHASE | 13.2 KV | 120/240 | - | #NAME? | 7.6/13.2 | 10 | [8 empty] | 5 | 2001377 |  | 2001377
OH Transformer | 213 | 1-PHASE UNIT | 1.5 | SINGLE-PHASE | 13.2 KV | 120/240 | 2001363 | #NAME? | 7.6/13.2 | 7 | [8 empty] | 1 | - |  | -
OH Transformer | 213 | 1-PHASE UNIT | 5 | SINGLE-PHASE | 13.2 KV | 120/240 | - | #NAME? | 7.6/13.2 | 25 | [7 empty] | 100 | 1 | 2001368 | 3501.14 | 20013683501.14
OH Transformer | 213 | 1-PHASE UNIT | 5 | SINGLE-PHASE | 13.2 KV | 120/240 | 2001364 | #NAME? | 7.6/13.2 | 3 | [8 empty] | 2 | 2001369 | 3847.75 | 20013693847.75
OH Transformer | 213 | 1-PHASE UNIT | 10 | OPEN DELTA | 13.2 KV | 120/240 | - | #NAME? | 7.6/13.2 | 1 | [8 empty] | 4 | 2001378 |  | 2001378
OH Transformer | 213 | 1-PHASE UNIT | 10 | OPEN DELTA | 13.2 KV | 120/240 | 2001365 | #NAME? | 7.6/13.2 | 5 | [8 empty] | 3 | - |  | -
OH Transformer | 213 | 1-PHASE UNIT | 10 | OPEN DELTA | 13.2 KV | 120/240 | 2001367 | #NAME? | 7.6/13.2 | 1 | [7 empty] | 167 | 1 | 2001365 | 2435.58 | 20013652435.58
OH Transformer | 213 | 1-PHASE UNIT | 10 | SINGLE-PHASE | 13.2 KV | - | - | #NAME? | 7.6/13.2 | 1 | [8 empty] | 2 | 2001367 | 3129.01 | 20013673129.01
OH Transformer | 213 | 1-PHASE UNIT | 10 | SINGLE-PHASE | 13.2 KV | 120/208 | 2001365 | #NAME? | 7.6/13.2 | 1 | [8 empty] | 1 | 2001368 | 3501.14 | 20013683501.14
OH Transformer | 213 | 1-PHASE UNIT | 10 | SINGLE-PHASE | 13.2 KV | 120/240 | - | #NAME? | 7.6/13.2 | 68 | [8 empty] | 4 | 2001370 | 4665.41 | 20013704665.41
OH Transformer | 213 | 1-PHASE UNIT | 10 | SINGLE-PHASE | 13.2 KV | 120/240 | 2001364 | #NAME? | 7.6/13.2 | 1 | [8 empty] | 24 | 2001371 | 6665.64 | 20013716665.64
OH Transformer | 213 | 1-PHASE UNIT | 10 | SINGLE-PHASE | 13.2 KV | 120/240 | 2001365 | #NAME? | 7.6/13.2 | 2952 | [8 empty] | 1 | 2001375 |  | 2001375
OH Transformer | 213 | 1-PHASE UNIT | 10 | SINGLE-PHASE | 13.2 KV | 120/240 | 2001367 | #NAME? | 7.6/13.2 | 1 | [8 empty] | 1 | 2001378 |  | 2001378
OH Transformer | 213 | 1-PHASE UNIT | 10 | SINGLE-PHASE | 13.2 KV | 120/240 | 2001368 | #NAME? | 7.6/13.2 | 2 | [8 empty] | 175 | 2001379 | 8316.74 | 20013798316.74
OH Transformer | 213 | 1-PHASE UNIT | 10 | SINGLE-PHASE | 13.2 KV | 120/240 | 2001372 | #NAME? | 7.6/13.2 | 1 | [8 empty] | 3 | 2001380 | 9737.66 | 20013809737.66
OH Transformer | 213 | 1-PHASE UNIT | 10 | SINGLE-PHASE | 13.2 KV | 240/480 | 2001365 | #NAME? | 7.6/13.2 | 1 | [8 empty] | 6 | - |  | -
OH Transformer | 213 | 1-PHASE UNIT | 10 | WYE-DELTA | 13.2 KV | 120/240 | 2001365 | #NAME? | 7.6/13.2 | 5 | [7 empty] | 250 | 1 | 2001367 | 3129.01 | 20013673129.01
OH Transformer | 213 | 1-PHASE UNIT | 10 | WYE-WYE | 13.2 KV | 120/240 | 2001365 | #NAME? | 7.6/13.2 | 2 | [8 empty] | 1 | 2001371 | 6665.64 | 20013716665.64
OH Transformer | 213 | 1-PHASE UNIT | 15 | OPEN DELTA | 13.2 KV | 120/240 | 2001366 | #NAME? | 7.6/13.2 | 12 | [8 empty] | 2 | 2001379 | 8316.74 | 20013798316.74
OH Transformer | 213 | 1-PHASE UNIT | 15 | SINGLE-PHASE | 13.2 KV | 120/240 | - | #NAME? | 7.6/13.2 | 174 | [8 empty] | 10 | 2001380 | 9737.66 | 20013809737.66
OH Transformer | 213 | 1-PHASE UNIT | 15 | SINGLE-PHASE | 13.2 KV | 120/240 | 2001365 | #NAME? | 7.6/13.2 | 1 | [8 empty] | 15 | - |  | -
OH Transformer | 213 | 1-PHASE UNIT | 15 | SINGLE-PHASE | 13.2 KV | 120/240 | 2001366 | #NAME? | 7.6/13.2 | 8356 | [7 empty] | 667 | 3 | - |  | -
OH Transformer | 213 | 1-PHASE UNIT | 15 | SINGLE-PHASE | 13.2 KV | 120/240 | 2001367 | #NAME? | 7.6/13.2 | 1 | [6 empty] | 277/480 | 167 | 1 | 2001429 |  | 2001429
OH Transformer | 213 | 1-PHASE UNIT | 15 | SINGLE-PHASE | 13.2 KV | 120/240 | 2001376 | #NAME? | 7.6/13.2 | 1
OH Transformer | 213 | 1-PHASE UNIT | 15 | WYE-DELTA | 13.2 KV | 120/240 | 2001366 | #NAME? | 7.6/13.2 | 26 | [5 empty] | 215 | 120/208 | 500 | 1 | 2001392 |  | 2001392
OH Transformer | 213 | 1-PHASE UNIT | 15 | WYE-WYE | 13.2 KV | 120/240 | 2001366 | #NAME? | 7.6/13.2 | 15 | [6 empty] | 120/240 | 10 | 1 | - |  | -
OH Transformer | 213 | 1-PHASE UNIT | 25 | DELTA-DELTA | 13.2 KV | 120/240 | 2001367 | #NAME? | 7.6/13.2 | 3 | [7 empty] | 15 | 1 | 2001383 |  | 2001383
OH Transformer | 213 | 1-PHASE UNIT | 25 | OPEN DELTA | 13.2 KV | 120/240 | - | #NAME? | 7.6/13.2 | 1 | [8 empty] | 3 | - |  | -
OH Transformer | 213 | 1-PHASE UNIT | 25 | OPEN DELTA | 13.2 KV | 120/240 | 2001367 | #NAME? | 7.6/13.2 | 40 | [7 empty] | 25 | 1 | - |  | -
OH Transformer | 213 | 1-PHASE UNIT | 25 | OPEN DELTA | 13.2 KV | 120/240 | 2001371 | #NAME? | 7.6/13.2 | 1 | [7 empty] | 37 | 1 | - |  | -
OH Transformer | 213 | 1-PHASE UNIT | 25 | OPEN-DELTA | 13.2 KV | 120/240 | 2001367 | #NAME? | 7.6/13.2 | 3 | [7 empty] | 100 | 1 | - |  | -
OH Transformer | 213 | 1-PHASE UNIT | 25 | SINGLE-PHASE | 13.2 KV | 120 | 2001343 | #NAME? | 7.6/13.2 | 1 | [7 empty] | 333 | 1 | 2001391 |  | 2001391
OH Transformer | 213 | 1-PHASE UNIT | 25 | SINGLE-PHASE | 13.2 KV | 120/208 | 2001367 | #NAME? | 7.6/13.2 | 2
OH Transformer | 213 | 1-PHASE UNIT | 25 | SINGLE-PHASE | 13.2 KV | 120/240 | - | #NAME? | 7.6/13.2 | 335 | [5 empty] | 218 | 120/240 | 37 | 1 | - |  | -
OH Transformer | 213 | 1-PHASE UNIT | 25 | SINGLE-PHASE | 13.2 KV | 120/240 | 2001364 | #NAME? | 7.6/13.2 | 1 | [6 empty] | 240/480 | 50 | 1 | - |  | -
OH Transformer | 213 | 1-PHASE UNIT | 25 | SINGLE-PHASE | 13.2 KV | 120/240 | 2001365 | #NAME? | 7.6/13.2 | 2
OH Transformer | 213 | 1-PHASE UNIT | 25 | SINGLE-PHASE | 13.2 KV | 120/240 | 2001366 | #NAME? | 7.6/13.2 | 2 | [5 empty] | 219 | 240/480 | 25 | 5 | 2001394 |  | 2001394
OH Transformer | 213 | 1-PHASE UNIT | 25 | SINGLE-PHASE | 13.2 KV | 120/240 | 2001367 | #NAME? | 7.6/13.2 | 22459 | [7 empty] | 37 | 1 | - |  | -
OH Transformer | 213 | 1-PHASE UNIT | 25 | SINGLE-PHASE | 13.2 KV | 120/240 | 2001487 | #NAME? | 7.6/13.2 | 1
OH Transformer | 213 | 1-PHASE UNIT | 25 | SINGLE-PHASE | 13.2 KV | 240/480 | 2001367 | #NAME? | 7.6/13.2 | 5 | [5 empty] | 221 | 120/240 | 10 | 1 | - |  | -
OH Transformer | 213 | 1-PHASE UNIT | 25 | SINGLE-PHASE | 13.2 KV | 277/480 | 2001367 | #NAME? | 7.6/13.2 | 1 | [6 empty] | 240/480 | 37 | 1 | - |  | -
OH Transformer | 213 | 1-PHASE UNIT | 25 | WYE-DELTA | 13.2 KV | 120/240 | - | #NAME? | 7.6/13.2 | 1
OH Transformer | 213 | 1-PHASE UNIT | 25 | WYE-DELTA | 13.2 KV | 120/240 | 2001365 | #NAME? | 7.6/13.2 | 1 | [5 empty] | 222 | 120/208 | 50 | 1 | 2001405 |  | 2001405
OH Transformer | 213 | 1-PHASE UNIT | 25 | WYE-DELTA | 13.2 KV | 120/240 | 2001367 | #NAME? | 7.6/13.2 | 76 | [6 empty] | 120/240 | 25 | 1 | 2001365 | 2435.58 | 20013652435.58
OH Transformer | 213 | 1-PHASE UNIT | 25 | WYE-WYE | 13.2 KV | 120/240 | 2001366 | #NAME? | 7.6/13.2 | 1 | [8 empty] | 32 | 2001405 |  | 2001405
OH Transformer | 213 | 1-PHASE UNIT | 25 | WYE-WYE | 13.2 KV | 120/240 | 2001367 | #NAME? | 7.6/13.2 | 18 | [8 empty] | 8 | - |  | -
OH Transformer | 213 | 1-PHASE UNIT | 37 | OPEN DELTA | 13.2 KV | 120/240 | 2001366 | #NAME? | 7.6/13.2 | 2 | [7 empty] | 37 | 13 | - |  | -
OH Transformer | 213 | 1-PHASE UNIT | 37 | SINGLE-PHASE | 13.2 KV | 120/208 | 2001368 | #NAME? | 7.6/13.2 | 3 | [7 empty] | 37.5 | 1 | 2001368 | 3501.14 | 20013683501.14
OH Transformer | 213 | 1-PHASE UNIT | 37 | SINGLE-PHASE | 13.2 KV | 120/240 | - | #NAME? | 7.6/13.2 | 288 | [7 empty] | 50 | 1 | 2001364 |  | 2001364
OH Transformer | 213 | 1-PHASE UNIT | 37 | SINGLE-PHASE | 13.2 KV | 120/240 | 2001365 | #NAME? | 7.6/13.2 | 1 | [8 empty] | 7 | 2001405 |  | 2001405
OH Transformer | 213 | 1-PHASE UNIT | 37 | SINGLE-PHASE | 13.2 KV | 120/240 | 2001366 | #NAME? | 7.6/13.2 | 1 | [8 empty] | 6 | - |  | -
OH Transformer | 213 | 1-PHASE UNIT | 37 | SINGLE-PHASE | 13.2 KV | 120/240 | 2001368 | #NAME? | 7.6/13.2 | 6730 | [7 empty] | 75 | 7 | - |  | -
OH Transformer | 213 | 1-PHASE UNIT | 37 | SINGLE-PHASE | 13.2 KV | 240/480 | 2001368 | #NAME? | 7.6/13.2 | 2 | [7 empty] | 100 | 1 | - |  | -
OH Transformer | 213 | 1-PHASE UNIT | 37.5 | DELTA-DELTA | 13.2 KV | 120/240 | 2001368 | #NAME? | 7.6/13.2 | 1 | [7 empty] | 167 | 3 | - |  | -
OH Transformer | 213 | 1-PHASE UNIT | 37.5 | DELTA-WYE | 13.2 KV | 120/240 | 2001368 | #NAME? | 7.6/13.2 | 1 | [6 empty] | 240/480 | 15 | 1 | - |  | -
OH Transformer | 213 | 1-PHASE UNIT | 37.5 | OPEN DELTA | 13.2 KV | 120/240 | 2001364 | #NAME? | 7.6/13.2 | 1 | [7 empty] | 25 | 1 | 2001367 | 3129.01 | 20013673129.01
OH Transformer | 213 | 1-PHASE UNIT | 37.5 | OPEN DELTA | 13.2 KV | 120/240 | 2001366 | #NAME? | 7.6/13.2 | 1 | [8 empty] | 325 | 2001405 |  | 2001405
OH Transformer | 213 | 1-PHASE UNIT | 37.5 | OPEN DELTA | 13.2 KV | 120/240 | 2001368 | #NAME? | 7.6/13.2 | 39 | [8 empty] | 2 | 2001406 |  | 2001406
OH Transformer | 213 | 1-PHASE UNIT | 37.5 | OPEN DELTA | 13.2 KV | 120/240 | 2001369 | #NAME? | 7.6/13.2 | 1 | [8 empty] | 60 | - |  | -
OH Transformer | 213 | 1-PHASE UNIT | 37.5 | SINGLE-PHASE | 13.2 KV | 120/240 | - | #NAME? | 7.6/13.2 | 1 | [7 empty] | 37 | 46 | - |  | -
OH Transformer | 213 | 1-PHASE UNIT | 37.5 | SINGLE-PHASE | 13.2 KV | 120/240 | 2001349 | #NAME? | 7.6/13.2 | 2 | [7 empty] | 37.5 | 1 | 2001405 |  | 2001405
OH Transformer | 213 | 1-PHASE UNIT | 37.5 | SINGLE-PHASE | 13.2 KV | 120/240 | 2001357 | #NAME? | 7.6/13.2 | 1 | [8 empty] | 105 | 2001406 |  | 2001406
OH Transformer | 213 | 1-PHASE UNIT | 37.5 | SINGLE-PHASE | 13.2 KV | 120/240 | 2001364 | #NAME? | 7.6/13.2 | 1 | [8 empty] | 3 | 2001407 | 3686.62 | 20014073686.62
OH Transformer | 213 | 1-PHASE UNIT | 37.5 | SINGLE-PHASE | 13.2 KV | 120/240 | 2001367 | #NAME? | 7.6/13.2 | 2 | [7 empty] | 50 | 2 | 2001405 |  | 2001405
OH Transformer | 213 | 1-PHASE UNIT | 37.5 | SINGLE-PHASE | 13.2 KV | 120/240 | 2001368 | #NAME? | 7.6/13.2 | 9952 | [8 empty] | 97 | 2001407 | 3686.62 | 20014073686.62
OH Transformer | 213 | 1-PHASE UNIT | 37.5 | SINGLE-PHASE | 13.2 KV | 120/240 |  | #NAME? | 7.6/13.2 | 1 | [8 empty] | 6 | 2001408 |  | 2001408
OH Transformer | 213 | 1-PHASE UNIT | 37.5 | WYE-DELTA | 13.2 KV | 120/240 | 2001368 | #NAME? | 7.6/13.2 | 42 | [8 empty] | 26 | - |  | -
OH Transformer | 213 | 1-PHASE UNIT | 37.5 | WYE-WYE | 13.2 KV | 120/240 | 2001368 | #NAME? | 7.6/13.2 | 16 | [7 empty] | 75 | 54 | 2001408 |  | 2001408
OH Transformer | 213 | 1-PHASE UNIT | 50 | DELTA-WYE | 13.2 KV | 120/240 | 2001369 | #NAME? | 7.6/13.2 | 2 | [8 empty] | 28 | - |  | -
OH Transformer | 213 | 1-PHASE UNIT | 50 | OPEN DELTA | 13.2 KV | 120/240 | 2001368 | #NAME? | 7.6/13.2 | 1 | [7 empty] | 100 | 20 | 2001409 |  | 2001409
OH Transformer | 213 | 1-PHASE UNIT | 50 | OPEN DELTA | 13.2 KV | 120/240 | 2001369 | #NAME? | 7.6/13.2 | 53 | [8 empty] | 33 | - |  | -
OH Transformer | 213 | 1-PHASE UNIT | 50 | OPEN-DELTA | 13.2 KV | 120/240 | 2001369 | #NAME? | 7.6/13.2 | 1 | [7 empty] | 167 | 13 | 2001410 |  | 2001410
OH Transformer | 213 | 1-PHASE UNIT | 50 | SINGLE-PHASE | 13.2 KV | 120/240 | - | #NAME? | 7.6/13.2 | 195 | [8 empty] | 10 | - |  | -
OH Transformer | 213 | 1-PHASE UNIT | 50 | SINGLE-PHASE | 13.2 KV | 120/240 | 2001340 | #NAME? | 7.6/13.2 | 1 | [6 empty] | 277/480 | 25 | 3 | 2001405 |  | 2001405
OH Transformer | 213 | 1-PHASE UNIT | 50 | SINGLE-PHASE | 13.2 KV | 120/240 | 2001349 | #NAME? | 7.6/13.2 | 1 | [8 empty] | 6 | - |  | -
OH Transformer | 213 | 1-PHASE UNIT | 50 | SINGLE-PHASE | 13.2 KV | 120/240 | 2001350 | #NAME? | 7.6/13.2 | 3 | [7 empty] | 37 | 6 | - |  | -
OH Transformer | 213 | 1-PHASE UNIT | 50 | SINGLE-PHASE | 13.2 KV | 120/240 | 2001365 | #NAME? | 7.6/13.2 | 1 | [7 empty] | 50 | 1 | 2001405 |  | 2001405
OH Transformer | 213 | 1-PHASE UNIT | 50 | SINGLE-PHASE | 13.2 KV | 120/240 | 2001366 | #NAME? | 7.6/13.2 | 3 | [8 empty] | 2 | - |  | -
OH Transformer | 213 | 1-PHASE UNIT | 50 | SINGLE-PHASE | 13.2 KV | 120/240 | 2001367 | #NAME? | 7.6/13.2 | 1 | [7 empty] | 75 | 6 | 2001408 |  | 2001408
OH Transformer | 213 | 1-PHASE UNIT | 50 | SINGLE-PHASE | 13.2 KV | 120/240 | 2001368 | #NAME? | 7.6/13.2 | 1 | [7 empty] | 100 | 3 | - |  | -
OH Transformer | 213 | 1-PHASE UNIT | 50 | SINGLE-PHASE | 13.2 KV | 120/240 | 2001369 | #NAME? | 7.6/13.2 | 11728 | [7 empty] | 167 | 2 | 2001424 |  | 2001424
OH Transformer | 213 | 1-PHASE UNIT | 50 | SINGLE-PHASE | 13.2 KV | 120/240 | 2001370 | #NAME? | 7.6/13.2 | 1 | [7 empty] | 250 | 3 | - |  | -
OH Transformer | 213 | 1-PHASE UNIT | 50 | WYE-DELTA | 13.2 KV | 120/240 | 2001369 | #NAME? | 7.6/13.2 | 42
OH Transformer | 213 | 1-PHASE UNIT | 50 | WYE-WYE | 13.2 KV | 120/240 | 2001369 | #NAME? | 7.6/13.2 | 17 | [5 empty] | 223 | 120/240 | 25 | 1 | - |  | -
OH Transformer | 213 | 1-PHASE UNIT | 75 | OPEN DELTA | 13.2 KV | 120/240 | 2001369 | #NAME? | 7.6/13.2 | 1 | [6 empty] | 240/480 | 25 | 3 | 2001414 |  | 2001414
OH Transformer | 213 | 1-PHASE UNIT | 75 | OPEN DELTA | 13.2 KV | 120/240 | 2001370 | #NAME? | 7.6/13.2 | 14
OH Transformer | 213 | 1-PHASE UNIT | 75 | SINGLE-PHASE | 13.2 KV | 120/208 | 2001370 | #NAME? | 7.6/13.2 | 1 | [5 empty] | 227 | 120/240 | 50 | 3 | - |  | -
OH Transformer | 213 | 1-PHASE UNIT | 75 | SINGLE-PHASE | 13.2 KV | 120/240 | - | #NAME? | 7.6/13.2 | 20 | [6 empty] | 277/480 | 50 | 3 | - |  | -
OH Transformer | 213 | 1-PHASE UNIT | 75 | SINGLE-PHASE | 13.2 KV | 120/240 | 2001366 | #NAME? | 7.6/13.2 | 1 | [7 empty] | 100 | 3 | - |  | -
OH Transformer | 213 | 1-PHASE UNIT | 75 | SINGLE-PHASE | 13.2 KV | 120/240 | 2001370 | #NAME? | 7.6/13.2 | 2209 | [7 empty] | 167 | 1 | 2001424 |  | 2001424
OH Transformer | 213 | 1-PHASE UNIT | 75 | SINGLE-PHASE | 13.2 KV | 240/480 | 2001370 | #NAME? | 7.6/13.2 | 2
OH Transformer | 213 | 1-PHASE UNIT | 75 | WYE-DELTA | 13.2 KV | 120/240 | 2001370 | #NAME? | 7.6/13.2 | 17 | [5 empty] | 230 | 120/240 | 25 | 1 | 2001366 | 2538.13 | 20013662538.13
OH Transformer | 213 | 1-PHASE UNIT | 75 | WYE-WYE | 13.2 KV | 120/240 | 2001366 | #NAME? | 7.6/13.2 | 1 | [8 empty] | 93 | 2001425 |  | 2001425
OH Transformer | 213 | 1-PHASE UNIT | 75 | WYE-WYE | 13.2 KV | 120/240 | 2001370 | #NAME? | 7.6/13.2 | 3 | [8 empty] | 1 | - |  | -
OH Transformer | 213 | 1-PHASE UNIT | 100 | OPEN DELTA | 13.2 KV | 120/240 | 2001371 | #NAME? | 7.6/13.2 | 1 | [7 empty] | 37 | 30 | 2001426 |  | 2001426
OH Transformer | 213 | 1-PHASE UNIT | 100 | SINGLE-PHASE | 13.2 KV | 120/240 | - | #NAME? | 7.6/13.2 | 8 | [7 empty] | 50 | 35 | 2001427 |  | 2001427
OH Transformer | 213 | 1-PHASE UNIT | 100 | SINGLE-PHASE | 13.2 KV | 120/240 | 2001367 | #NAME? | 7.6/13.2 | 1 | [8 empty] | 1 | - |  | -
OH Transformer | 213 | 1-PHASE UNIT | 100 | SINGLE-PHASE | 13.2 KV | 120/240 | 2001371 | #NAME? | 7.6/13.2 | 399 | [7 empty] | 75 | 1 | 2001427 |  | 2001427
OH Transformer | 213 | 1-PHASE UNIT | 100 | WYE-DELTA | 13.2 KV | 120/240 | 2001371 | #NAME? | 7.6/13.2 | 2 | [8 empty] | 36 | - |  | -
OH Transformer | 213 | 1-PHASE UNIT | 167 | SINGLE-PHASE | 13.2 KV | 120/240 | - | #NAME? | 7.6/13.2 | 13 | [7 empty] | 100 | 27 | 2001429 |  | 2001429
OH Transformer | 213 | 3-PHASE BANK | 5 | OPEN DELTA | 13.2 KV | 120 | 2001339 | #NAME? | 7.6/13.2 | 1 | [8 empty] | 2 | - |  | -
OH Transformer | 213 | 3-PHASE BANK | 5 | OPEN DELTA | 13.2 KV | 120/240 | 2001364 | #NAME? | 7.6/13.2 | 12 | [7 empty] | 167 | 9 | 2001430 |  | 2001430
OH Transformer | 213 | 3-PHASE BANK | 5 | OPEN DELTA | 13.2 KV | 120/240 | 2001365 | #NAME? | 7.6/13.2 | 3 | [8 empty] | 1 | - |  | -
OH Transformer | 213 | 3-PHASE BANK | 5 | OPEN DELTA | 13.2 KV | 120/240 | 2001366 | #NAME? | 7.6/13.2 | 5 | [6 empty] | 240/480 | 25 | 2 | - |  | -
OH Transformer | 213 | 3-PHASE BANK | 5 | OPEN DELTA | 13.2 KV | 120/240 | 2001367 | #NAME? | 7.6/13.2 | 5 | [6 empty] | 277/480 | 25 | 4 | 2001367 | 3129.01 | 20013673129.01
OH Transformer | 213 | 3-PHASE BANK | 5 | OPEN DELTA | 13.2 KV | 120/240 | 2001368 | #NAME? | 7.6/13.2 | 7 | [8 empty] | 1493 | 2001425 |  | 2001425
OH Transformer | 213 | 3-PHASE BANK | 5 | OPEN DELTA | 13.2 KV | 120/240 | 2001369 | #NAME? | 7.6/13.2 | 1 | [8 empty] | 5 | 2001426 |  | 2001426
OH Transformer | 213 | 3-PHASE BANK | 5 | SINGLE-PHASE | 13.2 KV | 120/240 | 2001364 | #NAME? | 7.6/13.2 | 1 | [8 empty] | 1 | - |  | -
OH Transformer | 213 | 3-PHASE BANK | 10 | DELTA-WYE | 13.2 KV | 120/240 | 2001366 | #NAME? | 7.6/13.2 | 2 | [7 empty] | 37 | 159 | 2001426 |  | 2001426
OH Transformer | 213 | 3-PHASE BANK | 10 | OPEN DELTA | 13.2 KV | 120/240 | - | #NAME? | 7.6/13.2 | 12 | [7 empty] | 37.5 | 464 | 2001426 |  | 2001426
OH Transformer | 213 | 3-PHASE BANK | 10 | OPEN DELTA | 13.2 KV | 120/240 | 2001365 | #NAME? | 7.6/13.2 | 1040 | [7 empty] | 50 | 709 | 2001427 |  | 2001427
OH Transformer | 213 | 3-PHASE BANK | 10 | OPEN DELTA | 13.2 KV | 120/240 | 2001366 | #NAME? | 7.6/13.2 | 133 | [8 empty] | 2 | 2001428 |  | 2001428
OH Transformer | 213 | 3-PHASE BANK | 10 | OPEN DELTA | 13.2 KV | 120/240 | 2001367 | #NAME? | 7.6/13.2 | 274 | [7 empty] | 75 | 2 | 2001370 |  | 2001370
OH Transformer | 213 | 3-PHASE BANK | 10 | OPEN DELTA | 13.2 KV | 120/240 | 2001368 | #NAME? | 7.6/13.2 | 206 | [8 empty] | 166 | 2001427 |  | 2001427
OH Transformer | 213 | 3-PHASE BANK | 10 | OPEN DELTA | 13.2 KV | 120/240 | 2001369 | #NAME? | 7.6/13.2 | 117 | [8 empty] | 134 | 2001428 |  | 2001428
OH Transformer | 213 | 3-PHASE BANK | 10 | OPEN DELTA | 13.2 KV | 120/240 | 2001370 | #NAME? | 7.6/13.2 | 16 | [8 empty] | 136 | - |  | -
OH Transformer | 213 | 3-PHASE BANK | 10 | OPEN DELTA | 13.2 KV | 120/240 | 2001371 | #NAME? | 7.6/13.2 | 2 | [7 empty] | 100 | 1 | 2001427 |  | 2001427
OH Transformer | 213 | 3-PHASE BANK | 10 | OPEN DELTA | 13.2 KV | 240/480 | 2001365 | #NAME? | 7.6/13.2 | 1 | [8 empty] | 399 | 2001429 |  | 2001429
OH Transformer | 213 | 3-PHASE BANK | 10 | OPEN DELTA | 13.2 KV | 277/480 | 2001365 | #NAME? | 7.6/13.2 | 4 | [8 empty] | 6 | 2001430 |  | 2001430
OH Transformer | 213 | 3-PHASE BANK | 10 | OPEN-DELTA | 13.2 KV | 120/240 | 2001365 | #NAME? | 7.6/13.2 | 1 | [7 empty] | 167 | 206 | 2001430 |  | 2001430
OH Transformer | 213 | 3-PHASE BANK | 10 | OPEN-DELTA | 13.2 KV | 120/240 | 2001366 | #NAME? | 7.6/13.2 | 1 | [7 empty] | 250 | 6 | 2001431 |  | 2001431
OH Transformer | 213 | 3-PHASE BANK | 10 | OPEN-DELTA | 13.2 KV | 120/240 | 2001367 | #NAME? | 7.6/13.2 | 1 | [8 empty] | 9 | - |  | -
OH Transformer | 213 | 3-PHASE BANK | 10 | OPEN-DELTA | 13.2 KV | 120/240 | 2001368 | #NAME? | 7.6/13.2 | 1 | [7 empty] | 333 | 3 | 2001432 |  | 2001432
OH Transformer | 213 | 3-PHASE BANK | 10 | SINGLE-PHASE | 13.2 KV | 120/208 | 2001337 | #NAME? | 7.6/13.2 | 3 | [6 empty] | 480Y/277 | 25 | 5 | 2001425 |  | 2001425
OH Transformer | 213 | 3-PHASE BANK | 10 | SINGLE-PHASE | 13.2 KV | 120/240 | 2001338 | #NAME? | 7.6/13.2 | 2 | [7 empty] | 37.5 | 3 | 2001426 |  | 2001426
OH Transformer | 213 | 3-PHASE BANK | 10 | SINGLE-PHASE | 13.2 KV | 120/240 | 2001339 | #NAME? | 7.6/13.2 | 2 | [7 empty] | 75 | 3 | 2001427 |  | 2001427
OH Transformer | 213 | 3-PHASE BANK | 10 | SINGLE-PHASE | 13.2 KV | 120/240 | 2001340 | #NAME? | 7.6/13.2 | 3
OH Transformer | 213 | 3-PHASE BANK | 10 | SINGLE-PHASE | 13.2 KV | 120/240 | 2001346 | #NAME? | 7.6/13.2 | 1 | [5 empty] | 234 | 120/240 | 50 | 3 | - |  | -
OH Transformer | 213 | 3-PHASE BANK | 10 | SINGLE-PHASE | 13.2 KV | 120/240 | 2001349 | #NAME? | 7.6/13.2 | 1 | [7 empty] | 100 | 1 | - |  | -
OH Transformer | 213 | 3-PHASE BANK | 10 | SINGLE-PHASE | 13.2 KV | 120/240 | 2001350 | #NAME? | 7.6/13.2 | 1 | [7 empty] | 250 | 1 | - |  | -
OH Transformer | 213 | 3-PHASE BANK | 10 | SINGLE-PHASE | 13.2 KV | 120/240 | 2001365 | #NAME? | 7.6/13.2 | 108 | [6 empty] | 2400/4160 | 37 | 3 | - |  | -
OH Transformer | 213 | 3-PHASE BANK | 10 | SINGLE-PHASE | 13.2 KV | 120/240 | 2001366 | #NAME? | 7.6/13.2 | 12 | [7 empty] | 50 | 1 | - |  | -
OH Transformer | 213 | 3-PHASE BANK | 10 | SINGLE-PHASE | 13.2 KV | 120/240 | 2001367 | #NAME? | 7.6/13.2 | 33 | [7 empty] | 100 | 2 | - |  | -
OH Transformer | 213 | 3-PHASE BANK | 10 | SINGLE-PHASE | 13.2 KV | 120/240 | 2001368 | #NAME? | 7.6/13.2 | 18 | [7 empty] | 250 | 3 | - |  | -
OH Transformer | 213 | 3-PHASE BANK | 10 | SINGLE-PHASE | 13.2 KV | 120/240 | 2001369 | #NAME? | 7.6/13.2 | 4 | [6 empty] | 4160Y/2400 | 167 | 3 | 2001447 |  | 2001447
OH Transformer | 213 | 3-PHASE BANK | 10 | SINGLE-PHASE | 13.2 KV | 277/480 | 2001365 | #NAME? | 7.6/13.2 | 1
OH Transformer | 213 | 3-PHASE BANK | 10 | WYE-DELTA | 13.2 KV | 120/240 | - | #NAME? | 7.6/13.2 | 3 | [5 empty] | 235 | 277/480 | 1000 | 1 | - |  | -
OH Transformer | 213 | 3-PHASE BANK | 10 | WYE-DELTA | 13.2 KV | 120/240 | 2001348 | #NAME? | 7.6/13.2 | 1 | [6 empty] | 4160Y/2400 | 500 | 3 | 2001456 |  | 2001456
OH Transformer | 213 | 3-PHASE BANK | 10 | WYE-DELTA | 13.2 KV | 120/240 | 2001365 | #NAME? | 7.6/13.2 | 299 | [7 empty] | 833 | 3 | - |  | -
OH Transformer | 213 | 3-PHASE BANK | 10 | WYE-DELTA | 13.2 KV | 120/240 | 2001366 | #NAME? | 7.6/13.2 | 49
OH Transformer | 213 | 3-PHASE BANK | 10 | WYE-DELTA | 13.2 KV | 120/240 | 2001367 | #NAME? | 7.6/13.2 | 71 | [5 empty] | 239 | 4160Y/2400 | 1250 | 3 | - |  | -
OH Transformer | 213 | 3-PHASE BANK | 10 | WYE-DELTA | 13.2 KV | 120/240 | 2001368 | #NAME? | 7.6/13.2 | 19
OH Transformer | 213 | 3-PHASE BANK | 10 | WYE-DELTA | 13.2 KV | 120/240 | 2001369 | #NAME? | 7.6/13.2 | 10 | [5 empty] | 240 | 120/240 | 50 | 1 | - |  | -
OH Transformer | 213 | 3-PHASE BANK | 10 | WYE-WYE | 13.2 KV | 120 | 2001337 | #NAME? | 7.6/13.2 | 1
OH Transformer | 213 | 3-PHASE BANK | 10 | WYE-WYE | 13.2 KV | 120/208 | 2001337 | #NAME? | 7.6/13.2 | 1 | [5 empty] | 243 | 120/208 | 25 | 3 | - |  | -
OH Transformer | 213 | 3-PHASE BANK | 10 | WYE-WYE | 13.2 KV | 120/208 | 2001365 | #NAME? | 7.6/13.2 | 15
OH Transformer | 213 | 3-PHASE BANK | 10 | WYE-WYE | 13.2 KV | 120/240 | 2001365 | #NAME? | 7.6/13.2 | 265 | [5 empty] | 244 | 120 | 25 | 2 | 2001339 |  | 2001339
OH Transformer | 213 | 3-PHASE BANK | 10 | WYE-WYE | 13.2 KV | 120/240 | 2001366 | #NAME? | 7.6/13.2 | 9 | [6 empty] | 120/208 | 167 | 3 | - |  | -
OH Transformer | 213 | 3-PHASE BANK | 10 | WYE-WYE | 13.2 KV | 120/240 | 2001367 | #NAME? | 7.6/13.2 | 3 | [7 empty] | 500 | 2 | - |  | -
OH Transformer | 213 | 3-PHASE BANK | 10 | WYE-WYE | 13.2 KV | 277/480 | 2001365 | #NAME? | 7.6/13.2 | 3
OH Transformer | 213 | 3-PHASE BANK | 15 | DELTA-DELTA | 13.2 KV | 120/240 | 2001366 | #NAME? | 7.6/13.2 | 9 | [5 empty] | 246 | 120/240 | 250 | 3 | - |  | -
OH Transformer | 213 | 3-PHASE BANK | 15 | DELTA-DELTA | 13.2 KV | 120/240 | 2001367 | #NAME? | 7.6/13.2 | 2
OH Transformer | 213 | 3-PHASE BANK | 15 | DELTA-WYE | 13.2 KV | 120/240 | 2001366 | #NAME? | 7.6/13.2 | 7 | [5 empty] | 254 | 120/240 | 25 | 1 | - |  | -
OH Transformer | 213 | 3-PHASE BANK | 15 | DELTA-WYE | 13.2 KV | 120/240 | 2001368 | #NAME? | 7.6/13.2 | 2 | [7 empty] | 37 | 1 | - |  | -
OH Transformer | 213 | 3-PHASE BANK | 15 | OPEN DELTA | 13.2 KV | 120/208 | 2001366 | #NAME? | 7.6/13.2 | 1
OH Transformer | 213 | 3-PHASE BANK | 15 | OPEN DELTA | 13.2 KV | 120/208 | 2001367 | #NAME? | 7.6/13.2 | 1 | [5 empty] | 255 | 120/240 | 5 | 8 | - |  | -
OH Transformer | 213 | 3-PHASE BANK | 15 | OPEN DELTA | 13.2 KV | 120/240 | - | #NAME? | 7.6/13.2 | 10 | [7 empty] | 10 | 87 | 2001346 |  | 2001346
OH Transformer | 213 | 3-PHASE BANK | 15 | OPEN DELTA | 13.2 KV | 120/240 | 2001349 | #NAME? | 7.6/13.2 | 1 | [8 empty] | 1 | 2001366 | 2538.13 | 20013662538.13
OH Transformer | 213 | 3-PHASE BANK | 15 | OPEN DELTA | 13.2 KV | 120/240 | 2001356 | #NAME? | 7.6/13.2 | 2 | [8 empty] | 1 | 2001367 | 3129.01 | 20013673129.01
OH Transformer | 213 | 3-PHASE BANK | 15 | OPEN DELTA | 13.2 KV | 120/240 | 2001364 | #NAME? | 7.6/13.2 | 3 | [8 empty] | 2 | 2001487 |  | 2001487
OH Transformer | 213 | 3-PHASE BANK | 15 | OPEN DELTA | 13.2 KV | 120/240 | 2001365 | #NAME? | 7.6/13.2 | 59 | [8 empty] | 13 | - |  | -
OH Transformer | 213 | 3-PHASE BANK | 15 | OPEN DELTA | 13.2 KV | 120/240 | 2001366 | #NAME? | 7.6/13.2 | 924 | [7 empty] | 15 | 1 | 2001349 |  | 2001349
OH Transformer | 213 | 3-PHASE BANK | 15 | OPEN DELTA | 13.2 KV | 120/240 | 2001367 | #NAME? | 7.6/13.2 | 238 | [8 empty] | 2 | 2001350 |  | 2001350
OH Transformer | 213 | 3-PHASE BANK | 15 | OPEN DELTA | 13.2 KV | 120/240 | 2001368 | #NAME? | 7.6/13.2 | 266 | [8 empty] | 2 | 2001366 | 2538.13 | 20013662538.13
OH Transformer | 213 | 3-PHASE BANK | 15 | OPEN DELTA | 13.2 KV | 120/240 | 2001369 | #NAME? | 7.6/13.2 | 223 | [8 empty] | 122 | 2001486 |  | 2001486
OH Transformer | 213 | 3-PHASE BANK | 15 | OPEN DELTA | 13.2 KV | 120/240 | 2001370 | #NAME? | 7.6/13.2 | 27 | [8 empty] | 1 | 2001487 |  | 2001487
OH Transformer | 213 | 3-PHASE BANK | 15 | OPEN DELTA | 13.2 KV | 120/240 | 2001371 | #NAME? | 7.6/13.2 | 1 | [8 empty] | 15 | - |  | -
OH Transformer | 213 | 3-PHASE BANK | 15 | OPEN DELTA | 13.2 KV | 120/240 | 2001379 | #NAME? | 7.6/13.2 | 1 | [7 empty] | 25 | 1 | 2001350 |  | 2001350
OH Transformer | 213 | 3-PHASE BANK | 15 | OPEN DELTA | 13.2 KV | 120/240 |  | #NAME? | 7.6/13.2 | 2 | [8 empty] | 2 | 2001367 | 3129.01 | 20013673129.01
OH Transformer | 213 | 3-PHASE BANK | 15 | OPEN DELTA | 13.2 KV | 240/480 | 2001367 | #NAME? | 7.6/13.2 | 1 | [8 empty] | 1 | 2001486 |  | 2001486
OH Transformer | 213 | 3-PHASE BANK | 15 | OPEN DELTA | 13.2 KV | 277/480 | 2001366 | #NAME? | 7.6/13.2 | 1 | [8 empty] | 207 | 2001487 |  | 2001487
OH Transformer | 213 | 3-PHASE BANK | 15 | OPEN-DELTA | 13.2 KV | 120/240 | 2001366 | #NAME? | 7.6/13.2 | 2 | [8 empty] | 14 | - |  | -
OH Transformer | 213 | 3-PHASE BANK | 15 | OPEN-DELTA | 13.2 KV | 120/240 | 2001369 | #NAME? | 7.6/13.2 | 1 | [7 empty] | 37 | 127 | 2001349 |  | 2001349
OH Transformer | 213 | 3-PHASE BANK | 15 | SINGLE-PHASE | 13.2 KV | 120/240 | 2001339 | #NAME? | 7.6/13.2 | 1 | [8 empty] | 1 | 2001366 | 2538.13 | 20013662538.13
OH Transformer | 213 | 3-PHASE BANK | 15 | SINGLE-PHASE | 13.2 KV | 120/240 | 2001340 | #NAME? | 7.6/13.2 | 3 | [8 empty] | 2 | 2001486 |  | 2001486
OH Transformer | 213 | 3-PHASE BANK | 15 | SINGLE-PHASE | 13.2 KV | 120/240 | 2001347 | #NAME? | 7.6/13.2 | 1 | [8 empty] | 2 | 2001487 |  | 2001487
OH Transformer | 213 | 3-PHASE BANK | 15 | SINGLE-PHASE | 13.2 KV | 120/240 | 2001348 | #NAME? | 7.6/13.2 | 1 | [8 empty] | 10 | - |  | -
OH Transformer | 213 | 3-PHASE BANK | 15 | SINGLE-PHASE | 13.2 KV | 120/240 | 2001365 | #NAME? | 7.6/13.2 | 1 | [7 empty] | 37.5 | 8 | 2001349 |  | 2001349
OH Transformer | 213 | 3-PHASE BANK | 15 | SINGLE-PHASE | 13.2 KV | 120/240 | 2001366 | #NAME? | 7.6/13.2 | 134 | [7 empty] | 50 | 45 | 2001350 |  | 2001350
OH Transformer | 213 | 3-PHASE BANK | 15 | SINGLE-PHASE | 13.2 KV | 120/240 | 2001367 | #NAME? | 7.6/13.2 | 36 | [8 empty] | 1 | 2001370 | 4665.41 | 20013704665.41
OH Transformer | 213 | 3-PHASE BANK | 15 | SINGLE-PHASE | 13.2 KV | 120/240 | 2001368 | #NAME? | 7.6/13.2 | 21 | [8 empty] | 1 | 2001486 |  | 2001486
OH Transformer | 213 | 3-PHASE BANK | 15 | SINGLE-PHASE | 13.2 KV | 120/240 | 2001369 | #NAME? | 7.6/13.2 | 13 | [8 empty] | 1 | 2001487 |  | 2001487
OH Transformer | 213 | 3-PHASE BANK | 15 | SINGLE-PHASE | 13.2 KV | 120/240 | 2001370 | #NAME? | 7.6/13.2 | 2 | [8 empty] | 3 | - |  | -
OH Transformer | 213 | 3-PHASE BANK | 15 | WYE-DELTA | 13.2 KV | 120/208 | 2001366 | #NAME? | 7.6/13.2 | 7
OH Transformer | 213 | 3-PHASE BANK | 15 | WYE-DELTA | 13.2 KV | 120/240 | - | #NAME? | 7.6/13.2 | 3 | [5 empty] | 257 | 120/240 | 1000 | 4 | - |  | -
OH Transformer | 213 | 3-PHASE BANK | 15 | WYE-DELTA | 13.2 KV | 120/240 | 2001364 | #NAME? | 7.6/13.2 | 2
OH Transformer | 213 | 3-PHASE BANK | 15 | WYE-DELTA | 13.2 KV | 120/240 | 2001365 | #NAME? | 7.6/13.2 | 36 | [5 empty] | 262 | 120/240 | 25 | 8 | - |  | -
OH Transformer | 213 | 3-PHASE BANK | 15 | WYE-DELTA | 13.2 KV | 120/240 | 2001366 | #NAME? | 7.6/13.2 | 566 | [7 empty] | 37 | 11 | - |  | -
OH Transformer | 213 | 3-PHASE BANK | 15 | WYE-DELTA | 13.2 KV | 120/240 | 2001367 | #NAME? | 7.6/13.2 | 203 | [7 empty] | 50 | 2 | - |  | -
OH Transformer | 213 | 3-PHASE BANK | 15 | WYE-DELTA | 13.2 KV | 120/240 | 2001368 | #NAME? | 7.6/13.2 | 143 | [7 empty] | 167 | 3 | - |  | -
OH Transformer | 213 | 3-PHASE BANK | 15 | WYE-DELTA | 13.2 KV | 120/240 | 2001369 | #NAME? | 7.6/13.2 | 39
OH Transformer | 213 | 3-PHASE BANK | 15 | WYE-DELTA | 13.2 KV | 120/240 | 2001370 | #NAME? | 7.6/13.2 | 1 | [5 empty] | 263 | 120/240 | 25 | 1 | - |  | -
OH Transformer | 213 | 3-PHASE BANK | 15 | WYE-WYE | 13.2 KV | 120/208 | 2001366 | #NAME? | 7.6/13.2 | 21
OH Transformer | 213 | 3-PHASE BANK | 15 | WYE-WYE | 13.2 KV | 120/240 | - | #NAME? | 7.6/13.2 | 1 | [5 empty] | 267 | 120/240 | 25 | 1 | - |  | -
OH Transformer | 213 | 3-PHASE BANK | 15 | WYE-WYE | 13.2 KV | 120/240 | 2001347 | #NAME? | 7.6/13.2 | 1 | [5 empty] | 0 | - | 0 | 4 | - |  | -
OH Transformer | 213 | 3-PHASE BANK | 15 | WYE-WYE | 13.2 KV | 120/240 | 2001366 | #NAME? | 7.6/13.2 | 432 | [6 empty] | 120/208 | 0 | 1 | - |  | -
OH Transformer | 213 | 3-PHASE BANK | 15 | WYE-WYE | 13.2 KV | 120/240 | 2001367 | #NAME? | 7.6/13.2 | 5 | [6 empty] | 120/240 | 0 | 4 | - |  | -
OH Transformer | 213 | 3-PHASE BANK | 15 | WYE-WYE | 13.2 KV | 120/240 | 2001368 | #NAME? | 7.6/13.2 | 7
OH Transformer | 213 | 3-PHASE BANK | 15 | WYE-WYE | 13.2 KV | 120/240 | 2001369 | #NAME? | 7.6/13.2 | 3 | [5 empty] | 202 | 120/240 | 37 | 1 | - |  | -
OH Transformer | 213 | 3-PHASE BANK | 25 | DELTA-DELTA | 13.2 KV | 120/240 | 2001367 | #NAME? | 7.6/13.2 | 16
OH Transformer | 213 | 3-PHASE BANK | 25 | DELTA-DELTA | 13.2 KV | 120/240 | 2001368 | #NAME? | 7.6/13.2 | 4 | [5 empty] | 210 | 120/240 | 25 | 1 | - |  | -
OH Transformer | 213 | 3-PHASE BANK | 25 | DELTA-DELTA | 13.2 KV | 120/240 | 2001370 | #NAME? | 7.6/13.2 | 2 | [7 empty] | 75 | 1 | - |  | -
OH Transformer | 213 | 3-PHASE BANK | 25 | DELTA-WYE | 13.2 KV | 120/240 | 2001367 | #NAME? | 7.6/13.2 | 6
OH Transformer | 213 | 3-PHASE BANK | 25 | DELTA-WYE | 13.2 KV | 120/240 | 2001368 | #NAME? | 7.6/13.2 | 6 | [5 empty] | 212 | 120/240 | 37 | 1 | - |  | -
OH Transformer | 213 | 3-PHASE BANK | 25 | DELTA-WYE | 13.2 KV | 120/240 | 2001369 | #NAME? | 7.6/13.2 | 2 | [7 empty] | 50 | 2 | - |  | -
OH Transformer | 213 | 3-PHASE BANK | 25 | OPEN DELTA | 13.2 KV | 120/208 | 2001366 | #NAME? | 7.6/13.2 | 1 | [7 empty] | 75 | 2 | - |  | -
OH Transformer | 213 | 3-PHASE BANK | 25 | OPEN DELTA | 13.2 KV | 120/208 | 2001367 | #NAME? | 7.6/13.2 | 1
OH Transformer | 213 | 3-PHASE BANK | 25 | OPEN DELTA | 13.2 KV | 120/240 | - | #NAME? | 7.6/13.2 | 8 | [5 empty] | 213 | 120/208 | 25 | 1 | 2001367 | 3129.01 | 20013673129.01
OH Transformer | 213 | 3-PHASE BANK | 25 | OPEN DELTA | 13.2 KV | 120/240 | 2001347 | #NAME? | 7.6/13.2 | 1 | [6 empty] | 120/240 | 15 | 2 | - |  | -
OH Transformer | 213 | 3-PHASE BANK | 25 | OPEN DELTA | 13.2 KV | 120/240 | 2001349 | #NAME? | 7.6/13.2 | 2 | [7 empty] | 25 | 24 | 2001367 | 3129.01 | 20013673129.01
OH Transformer | 213 | 3-PHASE BANK | 25 | OPEN DELTA | 13.2 KV | 120/240 | 2001350 | #NAME? | 7.6/13.2 | 1 | [8 empty] | 2 | - |  | -
OH Transformer | 213 | 3-PHASE BANK | 25 | OPEN DELTA | 13.2 KV | 120/240 | 2001364 | #NAME? | 7.6/13.2 | 5 | [7 empty] | 37 | 49 | 2001368 | 3501.14 | 20013683501.14
OH Transformer | 213 | 3-PHASE BANK | 25 | OPEN DELTA | 13.2 KV | 120/240 | 2001365 | #NAME? | 7.6/13.2 | 138 | [7 empty] | 50 | 25 | 2001369 | 3847.75 | 20013693847.75
OH Transformer | 213 | 3-PHASE BANK | 25 | OPEN DELTA | 13.2 KV | 120/240 | 2001366 | #NAME? | 7.6/13.2 | 117 | [7 empty] | 75 | 17 | - |  | -
OH Transformer | 213 | 3-PHASE BANK | 25 | OPEN DELTA | 13.2 KV | 120/240 | 2001367 | #NAME? | 7.6/13.2 | 983 | [7 empty] | 100 | 3 | - |  | -
OH Transformer | 213 | 3-PHASE BANK | 25 | OPEN DELTA | 13.2 KV | 120/240 | 2001368 | #NAME? | 7.6/13.2 | 192 | [7 empty] | 167 | 1 | - |  | -
OH Transformer | 213 | 3-PHASE BANK | 25 | OPEN DELTA | 13.2 KV | 120/240 | 2001369 | #NAME? | 7.6/13.2 | 220
OH Transformer | 213 | 3-PHASE BANK | 25 | OPEN DELTA | 13.2 KV | 120/240 | 2001370 | #NAME? | 7.6/13.2 | 101 | [5 empty] | 222 | 120/240 | 100 | 1 | - |  | -
OH Transformer | 213 | 3-PHASE BANK | 25 | OPEN DELTA | 13.2 KV | 120/240 | 2001371 | #NAME? | 7.6/13.2 | 24
OH Transformer | 213 | 3-PHASE BANK | 25 | OPEN DELTA | 13.2 KV | 120/240 | 2001486 | #NAME? | 7.6/13.2 | 2 | [5 empty] | 226 | 120/240 | 37 | 1 | - |  | -
OH Transformer | 213 | 3-PHASE BANK | 25 | OPEN DELTA | 13.2 KV | 240/480 | 2001367 | #NAME? | 7.6/13.2 | 3
OH Transformer | 213 | 3-PHASE BANK | 25 | OPEN-DELTA | 13.2 KV | 120/240 | 2001367 | #NAME? | 7.6/13.2 | 3 | [5 empty] | 230 | 120/240 | 37 | 1 | - |  | -
OH Transformer | 213 | 3-PHASE BANK | 25 | OPEN-DELTA | 13.2 KV | 120/240 | 2001368 | #NAME? | 7.6/13.2 | 2
OH Transformer | 213 | 3-PHASE BANK | 25 | SINGLE-PHASE | 13.2 KV | 120/240 | - | #NAME? | 7.6/13.2 | 1 | [5 empty] | 252 | 120/240 | 25 | 1 | - |  | -
OH Transformer | 213 | 3-PHASE BANK | 25 | SINGLE-PHASE | 13.2 KV | 120/240 | 2001338 | #NAME? | 7.6/13.2 | 1 | [7 empty] | 37 | 1 | - |  | -
OH Transformer | 213 | 3-PHASE BANK | 25 | SINGLE-PHASE | 13.2 KV | 120/240 | 2001341 | #NAME? | 7.6/13.2 | 1 | [7 empty] | 50 | 1 | - |  | -
OH Transformer | 213 | 3-PHASE BANK | 25 | SINGLE-PHASE | 13.2 KV | 120/240 | 2001348 | #NAME? | 7.6/13.2 | 2
OH Transformer | 213 | 3-PHASE BANK | 25 | SINGLE-PHASE | 13.2 KV | 120/240 | 2001350 | #NAME? | 7.6/13.2 | 1 | [5 empty] | 255 | 120/240 | 75 | 1 | - |  | -
OH Transformer | 213 | 3-PHASE BANK | 25 | SINGLE-PHASE | 13.2 KV | 120/240 | 2001365 | #NAME? | 7.6/13.2 | 9
OH Transformer | 213 | 3-PHASE BANK | 25 | SINGLE-PHASE | 13.2 KV | 120/240 | 2001366 | #NAME? | 7.6/13.2 | 14 | [5 empty] | 256 | 120/240 | 25 | 1 | - |  | -
OH Transformer | 213 | 3-PHASE BANK | 25 | SINGLE-PHASE | 13.2 KV | 120/240 | 2001367 | #NAME? | 7.6/13.2 | 245
OH Transformer | 213 | 3-PHASE BANK | 25 | SINGLE-PHASE | 13.2 KV | 120/240 | 2001368 | #NAME? | 7.6/13.2 | 49 | [5 empty] | 260 | 120/240 | 75 | 1 | - |  | -
OH Transformer | 213 | 3-PHASE BANK | 25 | SINGLE-PHASE | 13.2 KV | 120/240 | 2001369 | #NAME? | 7.6/13.2 | 44
OH Transformer | 213 | 3-PHASE BANK | 25 | SINGLE-PHASE | 13.2 KV | 120/240 | 2001370 | #NAME? | 7.6/13.2 | 13 | [5 empty] | 262 | 120/208 | 37 | 3 | 2001510 |  | 2001510
OH Transformer | 213 | 3-PHASE BANK | 25 | WYE-DELTA | 13.2 KV | 120/208 | 2001367 | #NAME? | 7.6/13.2 | 4 | [7 empty] | 50 | 7 | 2001511 |  | 2001511
OH Transformer | 213 | 3-PHASE BANK | 25 | WYE-DELTA | 13.2 KV | 120/240 | - | #NAME? | 7.6/13.2 | 9 | [7 empty] | 75 | 3 | 2001513 |  | 2001513
OH Transformer | 213 | 3-PHASE BANK | 25 | WYE-DELTA | 13.2 KV | 120/240 | 2001338 | #NAME? | 7.6/13.2 | 1 | [8 empty] | 1 | - |  | -
OH Transformer | 213 | 3-PHASE BANK | 25 | WYE-DELTA | 13.2 KV | 120/240 | 2001347 | #NAME? | 7.6/13.2 | 1 | [7 empty] | 100 | 5 | 2001514 |  | 2001514
OH Transformer | 213 | 3-PHASE BANK | 25 | WYE-DELTA | 13.2 KV | 120/240 | 2001348 | #NAME? | 7.6/13.2 | 1 | [6 empty] | 120/240 | 0 | 5 | - |  | -
OH Transformer | 213 | 3-PHASE BANK | 25 | WYE-DELTA | 13.2 KV | 120/240 | 2001365 | #NAME? | 7.6/13.2 | 29 | [7 empty] | 25 | 5157 | 2001509 |  | 2001509
OH Transformer | 213 | 3-PHASE BANK | 25 | WYE-DELTA | 13.2 KV | 120/240 | 2001366 | #NAME? | 7.6/13.2 | 135 | [8 empty] | 1 | 2001510 |  | 2001510
OH Transformer | 213 | 3-PHASE BANK | 25 | WYE-DELTA | 13.2 KV | 120/240 | 2001367 | #NAME? | 7.6/13.2 | 1038 | [8 empty] | 12 | 2001518 | 9062.41 | 20015189062.41
OH Transformer | 213 | 3-PHASE BANK | 25 | WYE-DELTA | 13.2 KV | 120/240 | 2001368 | #NAME? | 7.6/13.2 | 450 | [8 empty] | 9 | - |  | -
OH Transformer | 213 | 3-PHASE BANK | 25 | WYE-DELTA | 13.2 KV | 120/240 | 2001369 | #NAME? | 7.6/13.2 | 299 | [8 empty] | 3 | (blank) |  | (blank)
OH Transformer | 213 | 3-PHASE BANK | 25 | WYE-DELTA | 13.2 KV | 120/240 | 2001370 | #NAME? | 7.6/13.2 | 16 | [7 empty] | 37 | 9947 | 2001510 |  | 2001510
OH Transformer | 213 | 3-PHASE BANK | 25 | WYE-DELTA | 13.2 KV | 120/240 | 2001371 | #NAME? | 7.6/13.2 | 9 | [8 empty] | 18 | - |  | -
OH Transformer | 213 | 3-PHASE BANK | 25 | WYE-DELTA | 13.2 KV | 120/240 | 2001375 | #NAME? | 7.6/13.2 | 3 | [7 empty] | 37.5 | 248 | 2001510 |  | 2001510
OH Transformer | 213 | 3-PHASE BANK | 25 | WYE-DELTA | 13.2 KV | 240/480 | 2001367 | #NAME? | 7.6/13.2 | 2 | [8 empty] | 2 | 2001519 | 9763.49 | 20015199763.49
OH Transformer | 213 | 3-PHASE BANK | 25 | WYE-DELTA | 13.2 KV | 277/480 | 2001367 | #NAME? | 7.6/13.2 | 4 | [8 empty] | 1 | - |  | -
OH Transformer | 213 | 3-PHASE BANK | 25 | WYE-WYE | 13.2 KV | 120 | 2001339 | #NAME? | 7.6/13.2 | 1 | [7 empty] | 50 | 11687 | 2001511 |  | 2001511
OH Transformer | 213 | 3-PHASE BANK | 25 | WYE-WYE | 13.2 KV | 120/208 | 2001339 | #NAME? | 7.6/13.2 | 1 | [8 empty] | 1 | 2001520 | 7524.04 | 20015207524.04
OH Transformer | 213 | 3-PHASE BANK | 25 | WYE-WYE | 13.2 KV | 120/208 | 2001367 | #NAME? | 7.6/13.2 | 40 | [8 empty] | 1 | 2001522 | 9410.53 | 20015229410.53
OH Transformer | 213 | 3-PHASE BANK | 25 | WYE-WYE | 13.2 KV | 120/240 | 2001339 | #NAME? | 7.6/13.2 | 1 | [8 empty] | 3 | - |  | -
OH Transformer | 213 | 3-PHASE BANK | 25 | WYE-WYE | 13.2 KV | 120/240 | 2001365 | #NAME? | 7.6/13.2 | 1 | [7 empty] | 75 | 7160 | 2001513 |  | 2001513
OH Transformer | 213 | 3-PHASE BANK | 25 | WYE-WYE | 13.2 KV | 120/240 | 2001367 | #NAME? | 7.6/13.2 | 563 | [8 empty] | 1 | 2001521 | 8497.82 | 20015218497.82
OH Transformer | 213 | 3-PHASE BANK | 25 | WYE-WYE | 13.2 KV | 120/240 | 2001368 | #NAME? | 7.6/13.2 | 27 | [8 empty] | 13 | - |  | -
OH Transformer | 213 | 3-PHASE BANK | 25 | WYE-WYE | 13.2 KV | 120/240 | 2001369 | #NAME? | 7.6/13.2 | 6 | [7 empty] | 100 | 1539 | 2001514 |  | 2001514
OH Transformer | 213 | 3-PHASE BANK | 25 | WYE-WYE | 13.2 KV | 120/240 | 2001372 | #NAME? | 7.6/13.2 | 1 | [8 empty] | 12 | - |  | -
OH Transformer | 213 | 3-PHASE BANK | 25 | WYE-WYE | 13.2 KV | 120/240 | 2001425 | #NAME? | 7.6/13.2 | 1 | [7 empty] | 167 | 504 | 2001516 |  | 2001516
OH Transformer | 213 | 3-PHASE BANK | 25 | WYE-WYE | 13.2 KV | 240/480 | 2001367 | #NAME? | 7.6/13.2 | 2 | [8 empty] | 1 | 2001523 | 13441.01 | 200152313441.01
OH Transformer | 213 | 3-PHASE BANK | 25 | WYE-WYE | 13.2 KV | 277/480 | 2001367 | #NAME? | 7.6/13.2 | 20 | [8 empty] | 5 | - |  | -
OH Transformer | 213 | 3-PHASE BANK | 25 | WYE-WYE | 13.2 KV | 277/480 | 2001425 | #NAME? | 7.6/13.2 | 1 | [7 empty] | 250 | 17 | 2001517 |  | 2001517
OH Transformer | 213 | 3-PHASE BANK | 37 | OPEN DELTA | 13.2 KV | 120/240 | - | #NAME? | 7.6/13.2 | 13 | [6 empty] | 240/480 | 50 | 1 | 2001511 |  | 2001511
OH Transformer | 213 | 3-PHASE BANK | 37 | OPEN DELTA | 13.2 KV | 120/240 | 2001338 | #NAME? | 7.6/13.2 | 1 | [6 empty] | 277/480 | 25 | 1 | 2001509 |  | 2001509
OH Transformer | 213 | 3-PHASE BANK | 37 | OPEN DELTA | 13.2 KV | 120/240 | 2001347 | #NAME? | 7.6/13.2 | 1 | [7 empty] | 37 | 1 | 2001510 |  | 2001510
OH Transformer | 213 | 3-PHASE BANK | 37 | OPEN DELTA | 13.2 KV | 120/240 | 2001364 | #NAME? | 7.6/13.2 | 3 | [7 empty] | 50 | 3 | 2001511 |  | 2001511
OH Transformer | 213 | 3-PHASE BANK | 37 | OPEN DELTA | 13.2 KV | 120/240 | 2001365 | #NAME? | 7.6/13.2 | 79 | [7 empty] | 75 | 1 | 2001513 |  | 2001513
OH Transformer | 213 | 3-PHASE BANK | 37 | OPEN DELTA | 13.2 KV | 120/240 | 2001366 | #NAME? | 7.6/13.2 | 124
OH Transformer | 213 | 3-PHASE BANK | 37 | OPEN DELTA | 13.2 KV | 120/240 | 2001367 | #NAME? | 7.6/13.2 | 63 | [5 empty] | 263 | - | 0 | 2 | 2004982 |  | 2004982
OH Transformer | 213 | 3-PHASE BANK | 37 | OPEN DELTA | 13.2 KV | 120/240 | 2001368 | #NAME? | 7.6/13.2 | 311 | [6 empty] | 120/208 | 50 | 1 | 2001520 | 7524.04 | 20015207524.04
OH Transformer | 213 | 3-PHASE BANK | 37 | OPEN DELTA | 13.2 KV | 120/240 | 2001369 | #NAME? | 7.6/13.2 | 21 | [6 empty] | 120/240 | 25 | 1 | 2001509 |  | 2001509
OH Transformer | 213 | 3-PHASE BANK | 37 | OPEN DELTA | 13.2 KV | 120/240 | 2001370 | #NAME? | 7.6/13.2 | 10 | [8 empty] | 3923 | 2001518 | 9062.41 | 20015189062.41
OH Transformer | 213 | 3-PHASE BANK | 37 | OPEN DELTA | 13.2 KV | 120/240 | 2001371 | #NAME? | 7.6/13.2 | 3 | [8 empty] | 1 | 2001519 | 9763.49 | 20015199763.49
OH Transformer | 213 | 3-PHASE BANK | 37 | OPEN DELTA | 13.2 KV | 240/480 | 2001365 | #NAME? | 7.6/13.2 | 1 | [8 empty] | 1 | 2001522 | 9410.53 | 20015229410.53
OH Transformer | 213 | 3-PHASE BANK | 37 | OPEN DELTA | 13.2 KV | 240/480 | 2001368 | #NAME? | 7.6/13.2 | 2 | [8 empty] | 14 | - |  | -
OH Transformer | 213 | 3-PHASE BANK | 37 | OPEN DELTA | 13.2 KV | 277/480 | 2001366 | #NAME? | 7.6/13.2 | 1 | [7 empty] | 37 | 5 | 2001510 |  | 2001510
OH Transformer | 213 | 3-PHASE BANK | 37 | OPEN-DELTA | 13.2 KV | 120/240 | 2001366 | #NAME? | 7.6/13.2 | 1 | [8 empty] | 1 | 2001511 |  | 2001511
OH Transformer | 213 | 3-PHASE BANK | 37 | OPEN-DELTA | 13.2 KV | 120/240 | 2001368 | #NAME? | 7.6/13.2 | 2 | [8 empty] | 1 | 2001513 |  | 2001513
OH Transformer | 213 | 3-PHASE BANK | 37 | SINGLE-PHASE | 13.2 KV | 120/240 | 2001338 | #NAME? | 7.6/13.2 | 1 | [8 empty] | 24 | - |  | -
OH Transformer | 213 | 3-PHASE BANK | 37 | SINGLE-PHASE | 13.2 KV | 120/240 | 2001339 | #NAME? | 7.6/13.2 | 2 | [7 empty] | 37.5 | 2 | 2001510 |  | 2001510
OH Transformer | 213 | 3-PHASE BANK | 37 | SINGLE-PHASE | 13.2 KV | 120/240 | 2001348 | #NAME? | 7.6/13.2 | 1 | [8 empty] | 1 | 2001518 | 9062.41 | 20015189062.41
OH Transformer | 213 | 3-PHASE BANK | 37 | SINGLE-PHASE | 13.2 KV | 120/240 | 2001364 | #NAME? | 7.6/13.2 | 1 | [8 empty] | 8055 | 2001519 | 9763.49 | 20015199763.49
OH Transformer | 213 | 3-PHASE BANK | 37 | SINGLE-PHASE | 13.2 KV | 120/240 | 2001365 | #NAME? | 7.6/13.2 | 4 | [8 empty] | 6 | (blank) |  | (blank)
OH Transformer | 213 | 3-PHASE BANK | 37 | SINGLE-PHASE | 13.2 KV | 120/240 | 2001366 | #NAME? | 7.6/13.2 | 2 | [7 empty] | 50 | 11725 | 2001520 | 7524.04 | 20015207524.04
OH Transformer | 213 | 3-PHASE BANK | 37 | SINGLE-PHASE | 13.2 KV | 120/240 | 2001367 | #NAME? | 7.6/13.2 | 10 | [8 empty] | 35 | - |  | -
OH Transformer | 213 | 3-PHASE BANK | 37 | SINGLE-PHASE | 13.2 KV | 120/240 | 2001368 | #NAME? | 7.6/13.2 | 17 | [8 empty] | 1 | (blank) |  | (blank)
OH Transformer | 213 | 3-PHASE BANK | 37 | SINGLE-PHASE | 13.2 KV | 120/240 | 2001370 | #NAME? | 7.6/13.2 | 1 | [7 empty] | 75 | 6960 | 2001521 | 8497.82 | 20015218497.82
OH Transformer | 213 | 3-PHASE BANK | 37 | WYE-DELTA | 13.2 KV | 120/208 | 2001367 | #NAME? | 7.6/13.2 | 2 | [8 empty] | 52 | - |  | -
OH Transformer | 213 | 3-PHASE BANK | 37 | WYE-DELTA | 13.2 KV | 120/208 | 2001368 | #NAME? | 7.6/13.2 | 4 | [8 empty] | 4 | (blank) |  | (blank)
OH Transformer | 213 | 3-PHASE BANK | 37 | WYE-DELTA | 13.2 KV | 120/240 | - | #NAME? | 7.6/13.2 | 3 | [7 empty] | 100 | 1443 | 2001522 | 9410.53 | 20015229410.53
OH Transformer | 213 | 3-PHASE BANK | 37 | WYE-DELTA | 13.2 KV | 120/240 | 2001349 | #NAME? | 7.6/13.2 | 3 | [8 empty] | 28 | - |  | -
OH Transformer | 213 | 3-PHASE BANK | 37 | WYE-DELTA | 13.2 KV | 120/240 | 2001365 | #NAME? | 7.6/13.2 | 10 | [8 empty] | 1 | (blank) |  | (blank)
OH Transformer | 213 | 3-PHASE BANK | 37 | WYE-DELTA | 13.2 KV | 120/240 | 2001366 | #NAME? | 7.6/13.2 | 64 | [7 empty] | 167 | 1 | 2001518 | 9062.41 | 20015189062.41
OH Transformer | 213 | 3-PHASE BANK | 37 | WYE-DELTA | 13.2 KV | 120/240 | 2001367 | #NAME? | 7.6/13.2 | 159 | [8 empty] | 294 | 2001523 | 13441.01 | 200152313441.01
OH Transformer | 213 | 3-PHASE BANK | 37 | WYE-DELTA | 13.2 KV | 120/240 | 2001368 | #NAME? | 7.6/13.2 | 442 | [8 empty] | 5 | - |  | -
OH Transformer | 213 | 3-PHASE BANK | 37 | WYE-DELTA | 13.2 KV | 120/240 | 2001369 | #NAME? | 7.6/13.2 | 39 | [7 empty] | 250 | 5 | 2001524 | 12461.79 | 200152412461.79
OH Transformer | 213 | 3-PHASE BANK | 37 | WYE-DELTA | 13.2 KV | 120/240 | 2001370 | #NAME? | 7.6/13.2 | 14
OH Transformer | 213 | 3-PHASE BANK | 37 | WYE-DELTA | 13.2 KV | 120/240 | 2001371 | #NAME? | 7.6/13.2 | 1 | [5 empty] | 264 | 120/240 | 25 | 2 | - |  | -
OH Transformer | 213 | 3-PHASE BANK | 37 | WYE-DELTA | 13.2 KV | 277/480 | 2001349 | #NAME? | 7.6/13.2 | 1
OH Transformer | 213 | 3-PHASE BANK | 37 | WYE-DELTA | 13.2 KV | 277/480 | 2001367 | #NAME? | 7.6/13.2 | 1 | [5 empty] | 265 | 120/240 | 75 | 1 | 2001526 |  | 2001526
OH Transformer | 213 | 3-PHASE BANK | 37 | WYE-DELTA | 13.2 KV | 277/480 | 2001368 | #NAME? | 7.6/13.2 | 2
OH Transformer | 213 | 3-PHASE BANK | 37 | WYE-WYE | 13.2 KV | 120/208 | 2001340 | #NAME? | 7.6/13.2 | 1 | [5 empty] | 267 | 120/208 | 75 | 1 | 2001542 | 19870.7 | 200154219870.7
OH Transformer | 213 | 3-PHASE BANK | 37 | WYE-WYE | 13.2 KV | 120/208 | 2001368 | #NAME? | 7.6/13.2 | 16 | [7 empty] | 150 | 3 | 2001543 | 20312.13 | 200154320312.13
OH Transformer | 213 | 3-PHASE BANK | 37 | WYE-WYE | 13.2 KV | 120/240 | 2001340 | #NAME? | 7.6/13.2 | 1 | [7 empty] | 300 | 1 | 2001545 | 29942.99 | 200154529942.99
OH Transformer | 213 | 3-PHASE BANK | 37 | WYE-WYE | 13.2 KV | 120/240 | 2001368 | #NAME? | 7.6/13.2 | 142 | [6 empty] | 120/240 | 75 | 3 | 2001542 | 19870.7 | 200154219870.7
OH Transformer | 213 | 3-PHASE BANK | 37 | WYE-WYE | 13.2 KV | 120/240 | 2001369 | #NAME? | 7.6/13.2 | 2
OH Transformer | 213 | 3-PHASE BANK | 37 | WYE-WYE | 13.2 KV | 277/480 | 2001368 | #NAME? | 7.6/13.2 | 6 | [5 empty] | 268 | 277/480 | 75 | 2 | 2001551 | 19500.8 | 200155119500.8
OH Transformer | 213 | 3-PHASE BANK | 37.5 | DELTA-DELTA | 13.2 KV | 120/240 | 2001368 | #NAME? | 7.6/13.2 | 2
OH Transformer | 213 | 3-PHASE BANK | 37.5 | DELTA-DELTA | 13.2 KV | 120/240 | 2001370 | #NAME? | 7.6/13.2 | 6 | [5 empty] | 275 | 120/240 | 50 | 1 | - |  | -
OH Transformer | 213 | 3-PHASE BANK | 37.5 | DELTA-WYE | 13.2 KV | 120/240 | 2001368 | #NAME? | 7.6/13.2 | 4 | [7 empty] | 75 | 1 | - |  | -
OH Transformer | 213 | 3-PHASE BANK | 37.5 | DELTA-WYE | 13.2 KV | 120/240 | 2001369 | #NAME? | 7.6/13.2 | 2 | [5 empty] | 0 | - | 0 | 1 | - |  | -
OH Transformer | 213 | 3-PHASE BANK | 37.5 | OPEN DELTA | 13.2 KV | 120/240 | 2001365 | #NAME? | 7.6/13.2 | 34 | [6 empty] | 120/208 | 750 | 2 | - |  | -
OH Transformer | 213 | 3-PHASE BANK | 37.5 | OPEN DELTA | 13.2 KV | 120/240 | 2001366 | #NAME? | 7.6/13.2 | 31 | [7 empty] | 1000 | 1 | - |  | -
OH Transformer | 213 | 3-PHASE BANK | 37.5 | OPEN DELTA | 13.2 KV | 120/240 | 2001367 | #NAME? | 7.6/13.2 | 5 | [6 empty] | 120/240 | 75 | 1 | - |  | -
OH Transformer | 213 | 3-PHASE BANK | 37.5 | OPEN DELTA | 13.2 KV | 120/240 | 2001368 | #NAME? | 7.6/13.2 | 464 | [7 empty] | 112 | 1 | - |  | -
OH Transformer | 213 | 3-PHASE BANK | 37.5 | OPEN DELTA | 13.2 KV | 120/240 | 2001369 | #NAME? | 7.6/13.2 | 47 | [7 empty] | 150 | 1 | - |  | -
OH Transformer | 213 | 3-PHASE BANK | 37.5 | OPEN DELTA | 13.2 KV | 120/240 | 2001370 | #NAME? | 7.6/13.2 | 43 | [7 empty] | 225 | 1 | - |  | -
OH Transformer | 213 | 3-PHASE BANK | 37.5 | OPEN DELTA | 13.2 KV | 120/240 | 2001371 | #NAME? | 7.6/13.2 | 5 | [7 empty] | 500 | 5 | - |  | -
OH Transformer | 213 | 3-PHASE BANK | 37.5 | OPEN-DELTA | 13.2 KV | 120/240 | 2001368 | #NAME? | 7.6/13.2 | 2 | [7 empty] | 750 | 4 | - |  | -
OH Transformer | 213 | 3-PHASE BANK | 37.5 | OPEN-DELTA | 13.2 KV | 120/240 | 2001369 | #NAME? | 7.6/13.2 | 1 | [7 empty] | 1000 | 1 | - |  | -
OH Transformer | 213 | 3-PHASE BANK | 37.5 | SINGLE-PHASE | 13.2 KV | 120/240 | 2001349 | #NAME? | 7.6/13.2 | 2 | [7 empty] | 1250 | 3 | - |  | -
OH Transformer | 213 | 3-PHASE BANK | 37.5 | SINGLE-PHASE | 13.2 KV | 120/240 | 2001365 | #NAME? | 7.6/13.2 | 3 | [7 empty] | 1500 | 1 | - |  | -
OH Transformer | 213 | 3-PHASE BANK | 37.5 | SINGLE-PHASE | 13.2 KV | 120/240 | 2001366 | #NAME? | 7.6/13.2 | 3 | [7 empty] | 2000 | 1 | - |  | -
OH Transformer | 213 | 3-PHASE BANK | 37.5 | SINGLE-PHASE | 13.2 KV | 120/240 | 2001367 | #NAME? | 7.6/13.2 | 12 | [7 empty] | 2500 | 1 | - |  | -
OH Transformer | 213 | 3-PHASE BANK | 37.5 | SINGLE-PHASE | 13.2 KV | 120/240 | 2001368 | #NAME? | 7.6/13.2 | 133 | [7 empty] | 4000 | 1 | - |  | -
OH Transformer | 213 | 3-PHASE BANK | 37.5 | SINGLE-PHASE | 13.2 KV | 120/240 | 2001369 | #NAME? | 7.6/13.2 | 18 | [6 empty] | 277/480 | 0 | 3 | - |  | -
OH Transformer | 213 | 3-PHASE BANK | 37.5 | SINGLE-PHASE | 13.2 KV | 120/240 | 2001370 | #NAME? | 7.6/13.2 | 10 | [7 empty] | 100 | 3 | - |  | -
OH Transformer | 213 | 3-PHASE BANK | 37.5 | WYE-DELTA | 13.2 KV | 120/240 | 2001364 | #NAME? | 7.6/13.2 | 1 | [7 empty] | 1500 | 1 | - |  | -
OH Transformer | 213 | 3-PHASE BANK | 37.5 | WYE-DELTA | 13.2 KV | 120/240 | 2001365 | #NAME? | 7.6/13.2 | 6 | [7 empty] | 2000 | 2 | - |  | -
OH Transformer | 213 | 3-PHASE BANK | 37.5 | WYE-DELTA | 13.2 KV | 120/240 | 2001366 | #NAME? | 7.6/13.2 | 10 | [6 empty] | 4160Y/2400 | 333 | 3 | - |  | -
OH Transformer | 213 | 3-PHASE BANK | 37.5 | WYE-DELTA | 13.2 KV | 120/240 | 2001367 | #NAME? | 7.6/13.2 | 29
OH Transformer | 213 | 3-PHASE BANK | 37.5 | WYE-DELTA | 13.2 KV | 120/240 | 2001368 | #NAME? | 7.6/13.2 | 521 | [5 empty] | 205 | 120/240 | 75 | 1 | - |  | -
OH Transformer | 213 | 3-PHASE BANK | 37.5 | WYE-DELTA | 13.2 KV | 120/240 | 2001369 | #NAME? | 7.6/13.2 | 354
OH Transformer | 213 | 3-PHASE BANK | 37.5 | WYE-DELTA | 13.2 KV | 120/240 | 2001370 | #NAME? | 7.6/13.2 | 166 | [5 empty] | 213 | 120/240 | 75 | 3 | - |  | -
OH Transformer | 213 | 3-PHASE BANK | 37.5 | WYE-DELTA | 13.2 KV | 120/240 | 2001371 | #NAME? | 7.6/13.2 | 2 | [7 empty] | 150 | 1 | - |  | -
OH Transformer | 213 | 3-PHASE BANK | 37.5 | WYE-DELTA | 13.2 KV | 120/240 | 2001378 | #NAME? | 7.6/13.2 | 2 | [6 empty] | 277/480 | 150 | 1 | - |  | -
OH Transformer | 213 | 3-PHASE BANK | 37.5 | WYE-WYE | 13.2 KV | 120/240 | 2001365 | #NAME? | 7.6/13.2 | 1
OH Transformer | 213 | 3-PHASE BANK | 37.5 | WYE-WYE | 13.2 KV | 120/240 | 2001368 | #NAME? | 7.6/13.2 | 174 | [5 empty] | 214 | 120/240 | 167 | 1 | 2001379 | 8316.74 | 20013798316.74
OH Transformer | 213 | 3-PHASE BANK | 37.5 | WYE-WYE | 13.2 KV | 120/240 | 2001369 | #NAME? | 7.6/13.2 | 14 | [8 empty] | 1 | 2001381 |  | 2001381
OH Transformer | 213 | 3-PHASE BANK | 37.5 | WYE-WYE | 13.2 KV | 120/240 | 2001370 | #NAME? | 7.6/13.2 | 4 | [7 empty] | 250 | 1 | 2001381 |  | 2001381
OH Transformer | 213 | 3-PHASE BANK | 50 | DELTA-DELTA | 13.2 KV | 120/240 | 2001369 | #NAME? | 7.6/13.2 | 3 | [7 empty] | 333 | 1 | 2001381 |  | 2001381
OH Transformer | 213 | 3-PHASE BANK | 50 | DELTA-DELTA | 13.2 KV | 120/240 | 2001371 | #NAME? | 7.6/13.2 | 2
OH Transformer | 213 | 3-PHASE BANK | 50 | DELTA-WYE | 13.2 KV | 120/240 | 2001369 | #NAME? | 7.6/13.2 | 2 | [5 empty] | 215 | 120/208 | 75 | 1 | - |  | -
OH Transformer | 213 | 3-PHASE BANK | 50 | OPEN DELTA | 13.2 KV | 120/240 | - | #NAME? | 7.6/13.2 | 5 | [6 empty] | 120/240 | 333 | 3 | - |  | -
OH Transformer | 213 | 3-PHASE BANK | 50 | OPEN DELTA | 13.2 KV | 120/240 | 2001346 | #NAME? | 7.6/13.2 | 1
OH Transformer | 213 | 3-PHASE BANK | 50 | OPEN DELTA | 13.2 KV | 120/240 | 2001347 | #NAME? | 7.6/13.2 | 3 | [5 empty] | 226 | 277/480 | 1000 | 1 | - |  | -
OH Transformer | 213 | 3-PHASE BANK | 50 | OPEN DELTA | 13.2 KV | 120/240 | 2001364 | #NAME? | 7.6/13.2 | 1
OH Transformer | 213 | 3-PHASE BANK | 50 | OPEN DELTA | 13.2 KV | 120/240 | 2001365 | #NAME? | 7.6/13.2 | 37 | [5 empty] | 230 | 277/480 | 75 | 1 | - |  | -
OH Transformer | 213 | 3-PHASE BANK | 50 | OPEN DELTA | 13.2 KV | 120/240 | 2001366 | #NAME? | 7.6/13.2 | 107
OH Transformer | 213 | 3-PHASE BANK | 50 | OPEN DELTA | 13.2 KV | 120/240 | 2001367 | #NAME? | 7.6/13.2 | 72 | [5 empty] | 238 | 120/240 | 1000 | 3 | - |  | -
OH Transformer | 213 | 3-PHASE BANK | 50 | OPEN DELTA | 13.2 KV | 120/240 | 2001368 | #NAME? | 7.6/13.2 | 16
OH Transformer | 213 | 3-PHASE BANK | 50 | OPEN DELTA | 13.2 KV | 120/240 | 2001369 | #NAME? | 7.6/13.2 | 673 | [5 empty] | 244 | 120/208 | 75 | 1 | - |  | -
OH Transformer | 213 | 3-PHASE BANK | 50 | OPEN DELTA | 13.2 KV | 120/240 | 2001370 | #NAME? | 7.6/13.2 | 25
OH Transformer | 213 | 3-PHASE BANK | 50 | OPEN DELTA | 13.2 KV | 120/240 | 2001371 | #NAME? | 7.6/13.2 | 3 | [5 empty] | 245 | 277/480 | 750 | 1 | - |  | -
OH Transformer | 213 | 3-PHASE BANK | 50 | OPEN DELTA | 13.2 KV | 120/240 | 2001379 | #NAME? | 7.6/13.2 | 1
OH Transformer | 213 | 3-PHASE BANK | 50 | OPEN-DELTA | 13.2 KV | 120/240 | 2001369 | #NAME? | 7.6/13.2 | 3 | [5 empty] | 256 | 120/208 | 75 | 1 | - |  | -
OH Transformer | 213 | 3-PHASE BANK | 50 | SINGLE-PHASE | 13.2 KV | 120/240 | 2001338 | #NAME? | 7.6/13.2 | 3 | [7 empty] | 150 | 1 | - |  | -
OH Transformer | 213 | 3-PHASE BANK | 50 | SINGLE-PHASE | 13.2 KV | 120/240 | 2001339 | #NAME? | 7.6/13.2 | 1
OH Transformer | 213 | 3-PHASE BANK | 50 | SINGLE-PHASE | 13.2 KV | 120/240 | 2001348 | #NAME? | 7.6/13.2 | 1 | [5 empty] | 257 | 277/480 | 75 | 2 | - |  | -
OH Transformer | 213 | 3-PHASE BANK | 50 | SINGLE-PHASE | 13.2 KV | 120/240 | 2001365 | #NAME? | 7.6/13.2 | 1 | [7 empty] | 300 | 3 | 2001490 |  | 2001490
OH Transformer | 213 | 3-PHASE BANK | 50 | SINGLE-PHASE | 13.2 KV | 120/240 | 2001366 | #NAME? | 7.6/13.2 | 5 | [8 empty] | 1 | - |  | -
OH Transformer | 213 | 3-PHASE BANK | 50 | SINGLE-PHASE | 13.2 KV | 120/240 | 2001367 | #NAME? | 7.6/13.2 | 16 | [7 empty] | 500 | 1 | - |  | -
OH Transformer | 213 | 3-PHASE BANK | 50 | SINGLE-PHASE | 13.2 KV | 120/240 | 2001368 | #NAME? | 7.6/13.2 | 9 | [7 empty] | 750 | 2 | - |  | -
OH Transformer | 213 | 3-PHASE BANK | 50 | SINGLE-PHASE | 13.2 KV | 120/240 | 2001369 | #NAME? | 7.6/13.2 | 101 | [7 empty] | 1500 | 2 | - |  | -
OH Transformer | 213 | 3-PHASE BANK | 50 | SINGLE-PHASE | 13.2 KV | 120/240 | 2001370 | #NAME? | 7.6/13.2 | 16 | [7 empty] | 2000 | 4 | - |  | -
OH Transformer | 213 | 3-PHASE BANK | 50 | SINGLE-PHASE | 13.2 KV | 120/240 | 2001371 | #NAME? | 7.6/13.2 | 4
OH Transformer | 213 | 3-PHASE BANK | 50 | WYE-DELTA | 13.2 KV | 120/208 | 2001366 | #NAME? | 7.6/13.2 | 1 | [5 empty] | 258 | 120/208 | 75 | 1 | - |  | -
OH Transformer | 213 | 3-PHASE BANK | 50 | WYE-DELTA | 13.2 KV | 120/208 | 2001368 | #NAME? | 7.6/13.2 | 1 | [7 empty] | 150 | 8 | - |  | -
OH Transformer | 213 | 3-PHASE BANK | 50 | WYE-DELTA | 13.2 KV | 120/208 | 2001369 | #NAME? | 7.6/13.2 | 4 | [7 empty] | 225 | 2 | 2001498 |  | 2001498
OH Transformer | 213 | 3-PHASE BANK | 50 | WYE-DELTA | 13.2 KV | 120/240 | - | #NAME? | 7.6/13.2 | 2 | [8 empty] | 3 | - |  | -
OH Transformer | 213 | 3-PHASE BANK | 50 | WYE-DELTA | 13.2 KV | 120/240 | 2001339 | #NAME? | 7.6/13.2 | 1 | [7 empty] | 300 | 2 | - |  | -
OH Transformer | 213 | 3-PHASE BANK | 50 | WYE-DELTA | 13.2 KV | 120/240 | 2001349 | #NAME? | 7.6/13.2 | 2 | [7 empty] | 1000 | 1 | - |  | -
OH Transformer | 213 | 3-PHASE BANK | 50 | WYE-DELTA | 13.2 KV | 120/240 | 2001365 | #NAME? | 7.6/13.2 | 4
OH Transformer | 213 | 3-PHASE BANK | 50 | WYE-DELTA | 13.2 KV | 120/240 | 2001366 | #NAME? | 7.6/13.2 | 19 | [5 empty] | 259 | 120/240 | 500 | 1 | 2001556 | 29769.49 | 200155629769.49
OH Transformer | 213 | 3-PHASE BANK | 50 | WYE-DELTA | 13.2 KV | 120/240 | 2001367 | #NAME? | 7.6/13.2 | 112 | [8 empty] | 1 | - |  | -
OH Transformer | 213 | 3-PHASE BANK | 50 | WYE-DELTA | 13.2 KV | 120/240 | 2001368 | #NAME? | 7.6/13.2 | 171 | [6 empty] | 277/480 | 300 | 2 | 2001502 |  | 2001502
OH Transformer | 213 | 3-PHASE BANK | 50 | WYE-DELTA | 13.2 KV | 120/240 | 2001369 | #NAME? | 7.6/13.2 | 787 | [7 empty] | 500 | 2 | 2001503 |  | 2001503
OH Transformer | 213 | 3-PHASE BANK | 50 | WYE-DELTA | 13.2 KV | 120/240 | 2001370 | #NAME? | 7.6/13.2 | 268 | [8 empty] | 1 | - |  | -
OH Transformer | 213 | 3-PHASE BANK | 50 | WYE-DELTA | 13.2 KV | 120/240 | 2001371 | #NAME? | 7.6/13.2 | 70 | [7 empty] | 750 | 4 | - |  | -
OH Transformer | 213 | 3-PHASE BANK | 50 | WYE-DELTA | 13.2 KV | 240/480 | 2001367 | #NAME? | 7.6/13.2 | 1 | [7 empty] | 2000 | 1 | - |  | -
OH Transformer | 213 | 3-PHASE BANK | 50 | WYE-DELTA | 13.2 KV | 277/480 | 2001367 | #NAME? | 7.6/13.2 | 1
OH Transformer | 213 | 3-PHASE BANK | 50 | WYE-DELTA | 13.2 KV | 277/480 | 2001368 | #NAME? | 7.6/13.2 | 1 | [5 empty] | 260 | 277/480 | 2000 | 1 | - |  | -
OH Transformer | 213 | 3-PHASE BANK | 50 | WYE-WYE | 13.2 KV | 120/208 | 2001341 | #NAME? | 7.6/13.2 | 4
OH Transformer | 213 | 3-PHASE BANK | 50 | WYE-WYE | 13.2 KV | 120/208 | 2001369 | #NAME? | 7.6/13.2 | 20 | [5 empty] | 261 | 277/480 | 2000 | 2 | - |  | -
OH Transformer | 213 | 3-PHASE BANK | 50 | WYE-WYE | 13.2 KV | 120/240 | 2001366 | #NAME? | 7.6/13.2 | 1 | [7 empty] | 3000 | 1 | - |  | -
OH Transformer | 213 | 3-PHASE BANK | 50 | WYE-WYE | 13.2 KV | 120/240 | 2001369 | #NAME? | 7.6/13.2 | 179
OH Transformer | 213 | 3-PHASE BANK | 50 | WYE-WYE | 13.2 KV | 120/240 | 2001370 | #NAME? | 7.6/13.2 | 2 | [5 empty] | 262 | 120/208 | 75 | 1 | 2001513 |  | 2001513
OH Transformer | 213 | 3-PHASE BANK | 50 | WYE-WYE | 13.2 KV | 277/480 | 2001369 | #NAME? | 7.6/13.2 | 15 | [8 empty] | 1 | - |  | -
OH Transformer | 213 | 3-PHASE BANK | 50 | WYE-WYE | 13.2 KV | 277/480 | 2001427 | #NAME? | 7.6/13.2 | 1 | [7 empty] | 150 | 4 | - |  | -
OH Transformer | 213 | 3-PHASE BANK | 75 | DELTA-DELTA | 13.2 KV | 120/240 | 2001370 | #NAME? | 7.6/13.2 | 4 | [7 empty] | 300 | 1 | - |  | -
OH Transformer | 213 | 3-PHASE BANK | 75 | OPEN DELTA | 13.2 KV | 120/240 | - | #NAME? | 7.6/13.2 | 3 | [6 empty] | 120/240 | 75 | 4 | 2001513 |  | 2001513
OH Transformer | 213 | 3-PHASE BANK | 75 | OPEN DELTA | 13.2 KV | 120/240 | 2001365 | #NAME? | 7.6/13.2 | 13 | [8 empty] | 1 | - |  | -
OH Transformer | 213 | 3-PHASE BANK | 75 | OPEN DELTA | 13.2 KV | 120/240 | 2001366 | #NAME? | 7.6/13.2 | 16 | [7 empty] | 250 | 1 | 2001523 | 13441.01 | 200152313441.01
OH Transformer | 213 | 3-PHASE BANK | 75 | OPEN DELTA | 13.2 KV | 120/240 | 2001367 | #NAME? | 7.6/13.2 | 30 | [7 empty] | 750 | 1 | - |  | -
OH Transformer | 213 | 3-PHASE BANK | 75 | OPEN DELTA | 13.2 KV | 120/240 | 2001368 | #NAME? | 7.6/13.2 | 13
OH Transformer | 213 | 3-PHASE BANK | 75 | OPEN DELTA | 13.2 KV | 120/240 | 2001369 | #NAME? | 7.6/13.2 | 10 | [5 empty] | 263 | - | 0 | 1 | 2004979 |  | 2004979
OH Transformer | 213 | 3-PHASE BANK | 75 | OPEN DELTA | 13.2 KV | 120/240 | 2001370 | #NAME? | 7.6/13.2 | 224 | [8 empty] | 1 | 2004982 |  | 2004982
OH Transformer | 213 | 3-PHASE BANK | 75 | OPEN DELTA | 13.2 KV | 120/240 | 2001371 | #NAME? | 7.6/13.2 | 2 | [6 empty] | 120/240 | 75 | 3 | 2001521 |  | 2001521
OH Transformer | 213 | 3-PHASE BANK | 75 | OPEN-DELTA | 13.2 KV | 120/240 | 2001365 | #NAME? | 7.6/13.2 | 1 | [7 empty] | 167 | 2 | 2001523 | 13441.01 | 200152313441.01
OH Transformer | 213 | 3-PHASE BANK | 75 | OPEN-DELTA | 13.2 KV | 120/240 | 2001368 | #NAME? | 7.6/13.2 | 1
OH Transformer | 213 | 3-PHASE BANK | 75 | SINGLE-PHASE | 13.2 KV | 120/240 | 2001365 | #NAME? | 7.6/13.2 | 1 | [5 empty] | 264 | 120/208 | 750 | 1 | 2130744 |  | 2130744
OH Transformer | 213 | 3-PHASE BANK | 75 | SINGLE-PHASE | 13.2 KV | 120/240 | 2001366 | #NAME? | 7.6/13.2 | 1 | [6 empty] | 120/240 | 75 | 50 | 2122130 |  | 2122130
OH Transformer | 213 | 3-PHASE BANK | 75 | SINGLE-PHASE | 13.2 KV | 120/240 | 2001368 | #NAME? | 7.6/13.2 | 5 | [7 empty] | 150 | 65 | 2001525 |  | 2001525
OH Transformer | 213 | 3-PHASE BANK | 75 | SINGLE-PHASE | 13.2 KV | 120/240 | 2001369 | #NAME? | 7.6/13.2 | 8 | [8 empty] | 2 | - |  | -
OH Transformer | 213 | 3-PHASE BANK | 75 | SINGLE-PHASE | 13.2 KV | 120/240 | 2001370 | #NAME? | 7.6/13.2 | 57 | [7 empty] | 300 | 19 | 2125435 | 27199.64 | 212543527199.64
OH Transformer | 213 | 3-PHASE BANK | 75 | SINGLE-PHASE | 13.2 KV | 120/240 | 2001371 | #NAME? | 7.6/13.2 | 2 | [7 empty] | 500 | 11 | 2130743 |  | 2130743
OH Transformer | 213 | 3-PHASE BANK | 75 | WYE-DELTA | 13.2 KV | 120/208 | 2001368 | #NAME? | 7.6/13.2 | 1 | [8 empty] | 1 | - |  | -
OH Transformer | 213 | 3-PHASE BANK | 75 | WYE-DELTA | 13.2 KV | 120/208 | 2001369 | #NAME? | 7.6/13.2 | 2 | [7 empty] | 750 | 1 | 2130744 |  | 2130744
OH Transformer | 213 | 3-PHASE BANK | 75 | WYE-DELTA | 13.2 KV | 120/208 | 2001370 | #NAME? | 7.6/13.2 | 2
OH Transformer | 213 | 3-PHASE BANK | 75 | WYE-DELTA | 13.2 KV | 120/240 | - | #NAME? | 7.6/13.2 | 3 | [5 empty] | 265 | 120/208 | 0 | 1 | - |  | -
OH Transformer | 213 | 3-PHASE BANK | 75 | WYE-DELTA | 13.2 KV | 120/240 | 2001366 | #NAME? | 7.6/13.2 | 2 | [7 empty] | 75 | 332 | 2001526 |  | 2001526
OH Transformer | 213 | 3-PHASE BANK | 75 | WYE-DELTA | 13.2 KV | 120/240 | 2001367 | #NAME? | 7.6/13.2 | 13 | [7 empty] | 112 | 1 | - |  | -
OH Transformer | 213 | 3-PHASE BANK | 75 | WYE-DELTA | 13.2 KV | 120/240 | 2001368 | #NAME? | 7.6/13.2 | 75 | [7 empty] | 150 | 454 | 2001528 |  | 2001528
OH Transformer | 213 | 3-PHASE BANK | 75 | WYE-DELTA | 13.2 KV | 120/240 | 2001369 | #NAME? | 7.6/13.2 | 113 | [8 empty] | 1 | - |  | -
OH Transformer | 213 | 3-PHASE BANK | 75 | WYE-DELTA | 13.2 KV | 120/240 | 2001370 | #NAME? | 7.6/13.2 | 419 | [7 empty] | 225 | 169 | 2001529 |  | 2001529
OH Transformer | 213 | 3-PHASE BANK | 75 | WYE-DELTA | 13.2 KV | 120/240 | 2001371 | #NAME? | 7.6/13.2 | 122 | [8 empty] | 9 | - |  | -
OH Transformer | 213 | 3-PHASE BANK | 75 | WYE-DELTA | 13.2 KV | 120/240 | 2001375 | #NAME? | 7.6/13.2 | 1 | [7 empty] | 300 | 146 | 2001530 |  | 2001530
OH Transformer | 213 | 3-PHASE BANK | 75 | WYE-DELTA | 13.2 KV | 120/240 | 2001379 | #NAME? | 7.6/13.2 | 2 | [8 empty] | 7 | - |  | -
OH Transformer | 213 | 3-PHASE BANK | 75 | WYE-DELTA | 13.2 KV | 277/480 | 2001370 | #NAME? | 7.6/13.2 | 6 | [7 empty] | 500 | 150 | 2001531 |  | 2001531
OH Transformer | 213 | 3-PHASE BANK | 75 | WYE-WYE | 13.2 KV | 120/208 | 2001370 | #NAME? | 7.6/13.2 | 10 | [8 empty] | 7 | - |  | -
OH Transformer | 213 | 3-PHASE BANK | 75 | WYE-WYE | 13.2 KV | 120/240 | - | #NAME? | 7.6/13.2 | 2 | [7 empty] | 750 | 56 | 2001532 |  | 2001532
OH Transformer | 213 | 3-PHASE BANK | 75 | WYE-WYE | 13.2 KV | 120/240 | 2001367 | #NAME? | 7.6/13.2 | 1 | [7 empty] | 1000 | 5 | 2001533 |  | 2001533
OH Transformer | 213 | 3-PHASE BANK | 75 | WYE-WYE | 13.2 KV | 120/240 | 2001368 | #NAME? | 7.6/13.2 | 1 | [8 empty] | 2 | - |  | -
OH Transformer | 213 | 3-PHASE BANK | 75 | WYE-WYE | 13.2 KV | 120/240 | 2001369 | #NAME? | 7.6/13.2 | 2 | [6 empty] | 120/240 | 75 | 33 | 2001526 |  | 2001526
OH Transformer | 213 | 3-PHASE BANK | 75 | WYE-WYE | 13.2 KV | 120/240 | 2001370 | #NAME? | 7.6/13.2 | 113 | [7 empty] | 150 | 40 | 2001528 |  | 2001528
OH Transformer | 213 | 3-PHASE BANK | 75 | WYE-WYE | 13.2 KV | 277/480 | - | #NAME? | 7.6/13.2 | 2 | [7 empty] | 225 | 9 | 2001529 |  | 2001529
OH Transformer | 213 | 3-PHASE BANK | 75 | WYE-WYE | 13.2 KV | 277/480 | 2001370 | #NAME? | 7.6/13.2 | 4 | [7 empty] | 300 | 12 | 2001530 |  | 2001530
OH Transformer | 213 | 3-PHASE BANK | 100 | DELTA-DELTA | 13.2 KV | 120/240 | 2001371 | #NAME? | 7.6/13.2 | 1 | [8 empty] | 1 | - |  | -
OH Transformer | 213 | 3-PHASE BANK | 100 | OPEN DELTA | 13.2 KV | 120/240 | 2001365 | #NAME? | 7.6/13.2 | 2 | [7 empty] | 500 | 10 | 2001531 |  | 2001531
OH Transformer | 213 | 3-PHASE BANK | 100 | OPEN DELTA | 13.2 KV | 120/240 | 2001366 | #NAME? | 7.6/13.2 | 3 | [7 empty] | 750 | 2 | 2001532 |  | 2001532
OH Transformer | 213 | 3-PHASE BANK | 100 | OPEN DELTA | 13.2 KV | 120/240 | 2001367 | #NAME? | 7.6/13.2 | 9 | [8 empty] | 1 | - |  | -
OH Transformer | 213 | 3-PHASE BANK | 100 | OPEN DELTA | 13.2 KV | 120/240 | 2001368 | #NAME? | 7.6/13.2 | 6 | [7 empty] | 1000 | 1 | - |  | -
OH Transformer | 213 | 3-PHASE BANK | 100 | OPEN DELTA | 13.2 KV | 120/240 | 2001369 | #NAME? | 7.6/13.2 | 9 | [6 empty] | 277/480 | 75 | 1 | 2001526 |  | 2001526
OH Transformer | 213 | 3-PHASE BANK | 100 | OPEN DELTA | 13.2 KV | 120/240 | 2001370 | #NAME? | 7.6/13.2 | 1 | [7 empty] | 150 | 3 | 2001528 |  | 2001528
OH Transformer | 213 | 3-PHASE BANK | 100 | OPEN DELTA | 13.2 KV | 120/240 | 2001371 | #NAME? | 7.6/13.2 | 39 | [7 empty] | 225 | 1 | 2001529 |  | 2001529
OH Transformer | 213 | 3-PHASE BANK | 100 | SINGLE-PHASE | 13.2 KV | 120/240 | 2001370 | #NAME? | 7.6/13.2 | 8 | [7 empty] | 2000 | 1 | - |  | -
OH Transformer | 213 | 3-PHASE BANK | 100 | SINGLE-PHASE | 13.2 KV | 120/240 | 2001371 | #NAME? | 7.6/13.2 | 17
OH Transformer | 213 | 3-PHASE BANK | 100 | WYE-DELTA | 13.2 KV | 120/208 | 2001370 | #NAME? | 7.6/13.2 | 1 | [5 empty] | 266 | 120/208 | 75 | 1 | 2001534 |  | 2001534
OH Transformer | 213 | 3-PHASE BANK | 100 | WYE-DELTA | 13.2 KV | 120/240 | - | #NAME? | 7.6/13.2 | 7 | [7 empty] | 300 | 1 | 2001536 |  | 2001536
OH Transformer | 213 | 3-PHASE BANK | 100 | WYE-DELTA | 13.2 KV | 120/240 | 2001368 | #NAME? | 7.6/13.2 | 4 | [7 empty] | 2000 | 1 | 2001541 |  | 2001541
OH Transformer | 213 | 3-PHASE BANK | 100 | WYE-DELTA | 13.2 KV | 120/240 | 2001369 | #NAME? | 7.6/13.2 | 27 | [6 empty] | 120/240 | 75 | 9 | 2001534 |  | 2001534
OH Transformer | 213 | 3-PHASE BANK | 100 | WYE-DELTA | 13.2 KV | 120/240 | 2001370 | #NAME? | 7.6/13.2 | 60 | [7 empty] | 150 | 8 | 2001535 |  | 2001535
OH Transformer | 213 | 3-PHASE BANK | 100 | WYE-DELTA | 13.2 KV | 120/240 | 2001371 | #NAME? | 7.6/13.2 | 181 | [7 empty] | 300 | 15 | 2001536 |  | 2001536
OH Transformer | 213 | 3-PHASE BANK | 100 | WYE-DELTA | 13.2 KV | 120/240 | 2001379 | #NAME? | 7.6/13.2 | 23 | [7 empty] | 500 | 6 | 2001537 |  | 2001537
OH Transformer | 213 | 3-PHASE BANK | 100 | WYE-DELTA | 13.2 KV | 277/480 | 2001370 | #NAME? | 7.6/13.2 | 3 | [8 empty] | 2 | - |  | -
OH Transformer | 213 | 3-PHASE BANK | 100 | WYE-DELTA | 13.2 KV | 277/480 | 2001371 | #NAME? | 7.6/13.2 | 2 | [7 empty] | 750 | 10 | 2001538 |  | 2001538
OH Transformer | 213 | 3-PHASE BANK | 100 | WYE-DELTA | 13.2 KV | 277/480 | 2001429 | #NAME? | 7.6/13.2 | 1 | [7 empty] | 1000 | 6 | 2001539 |  | 2001539
OH Transformer | 213 | 3-PHASE BANK | 100 | WYE-WYE | 13.2 KV | 120/208 | 2001371 | #NAME? | 7.6/13.2 | 3 | [7 empty] | 1500 | 6 | 2001540 |  | 2001540
OH Transformer | 213 | 3-PHASE BANK | 100 | WYE-WYE | 13.2 KV | 120/240 | 2001370 | #NAME? | 7.6/13.2 | 1 | [7 empty] | 2000 | 1 | 2001541 |  | 2001541
OH Transformer | 213 | 3-PHASE BANK | 100 | WYE-WYE | 13.2 KV | 120/240 | 2001371 | #NAME? | 7.6/13.2 | 71 | [6 empty] | 240/480 | 750 | 1 | 2001538 |  | 2001538
OH Transformer | 213 | 3-PHASE BANK | 100 | WYE-WYE | 13.2 KV | 120/240 | 2001379 | #NAME? | 7.6/13.2 | 2 | [6 empty] | 277/480 | 75 | 91 | 2001534 |  | 2001534
OH Transformer | 213 | 3-PHASE BANK | 167 | WYE-DELTA | 13.2 KV | 120/240 | - | #NAME? | 7.6/13.2 | 6 | [8 empty] | 5 | - |  | -
OH Transformer | 213 | 3-PHASE BANK | 167 | WYE-DELTA | 13.2 KV | 120/240 | 2001370 | #NAME? | 7.6/13.2 | 1 | [7 empty] | 150 | 112 | 2001535 |  | 2001535
OH Transformer | 213 | 3-PHASE BANK | 167 | WYE-DELTA | 13.2 KV | 120/240 | 2001371 | #NAME? | 7.6/13.2 | 5 | [8 empty] | 4 | - |  | -
OH Transformer | 213 | 3-PHASE BANK | 167 | WYE-DELTA | 13.2 KV | 120/240 | 2001380 | #NAME? | 7.6/13.2 | 1 | [7 empty] | 300 | 190 | 2001536 |  | 2001536
OH Transformer | 213 | 3-PHASE BANK | 167 | WYE-DELTA | 13.2 KV | 277/480 | 2001371 | #NAME? | 7.6/13.2 | 1 | [7 empty] | 500 | 162 | 2001537 |  | 2001537
OH Transformer | 213 | 3-PHASE BANK | 167 | WYE-WYE | 13.2 KV | 120/208 | - | #NAME? | 7.6/13.2 | 1 | [8 empty] | 6 | - |  | -
OH Transformer | 213 | 3-PHASE BANK | 167 | WYE-WYE | 13.2 KV | 120/240 | - | #NAME? | 7.6/13.2 | 10 | [7 empty] | 750 | 137 | 2001538 |  | 2001538
OH Transformer | 213 | 3-PHASE BANK | 250 | WYE-DELTA | 13.2 KV | 120/240 | 2001368 | #NAME? | 7.6/13.2 | 1 | [8 empty] | 2 | - |  | -
OH Transformer | 213 | 3-PHASE UNIT | 10 | OPEN DELTA | 13.2 KV | 120/240 | 2001368 | #NAME? | 7.6/13.2 | 1 | [7 empty] | 1000 | 104 | 2001539 |  | 2001539
OH Transformer | 213 | 3-PHASE UNIT | 10 | SINGLE-PHASE | 13.2 KV | 120/240 | 2001367 | #NAME? | 7.6/13.2 | 2 | [7 empty] | 1500 | 106 | 2001540 |  | 2001540
OH Transformer | 213 | 3-PHASE UNIT | 10 | WYE-DELTA | 13.2 KV | 120/240 | 2001365 | #NAME? | 7.6/13.2 | 2 | [7 empty] | 2000 | 85 | 2001541 |  | 2001541
OH Transformer | 213 | 3-PHASE UNIT | 15 | OPEN DELTA | 13.2 KV | 120/240 | 2001368 | #NAME? | 7.6/13.2 | 2 | [7 empty] | 2500 | 1 | - |  | -
OH Transformer | 213 | 3-PHASE UNIT | 15 | WYE-DELTA | 13.2 KV | 120/240 | 2001367 | #NAME? | 7.6/13.2 | 2
OH Transformer | 213 | 3-PHASE UNIT | 15 | WYE-WYE | 13.2 KV | 120/240 | 2001366 | #NAME? | 7.6/13.2 | 6 | [5 empty] | 267 | 120/208 | 75 | 1126 | 2001542 | 19870.7 | 200154219870.7
OH Transformer | 213 | 3-PHASE UNIT | 25 | DELTA-WYE | 13.2 KV | 120/240 | 2001368 | #NAME? | 7.6/13.2 | 4 | [8 empty] | 43 | - |  | -
OH Transformer | 213 | 3-PHASE UNIT | 25 | OPEN DELTA | 13.2 KV | 120/240 | 2001367 | #NAME? | 7.6/13.2 | 1 | [7 empty] | 150 | 1 | 2001528 |  | 2001528
OH Transformer | 213 | 3-PHASE UNIT | 25 | SINGLE-PHASE | 13.2 KV | 120/240 | 2001367 | #NAME? | 7.6/13.2 | 5 | [8 empty] | 1469 | 2001543 | 20312.13 | 200154320312.13
OH Transformer | 213 | 3-PHASE UNIT | 25 | WYE-DELTA | 13.2 KV | 120/240 | 2001365 | #NAME? | 7.6/13.2 | 1 | [8 empty] | 4 | - |  | -
OH Transformer | 213 | 3-PHASE UNIT | 25 | WYE-DELTA | 13.2 KV | 120/240 | 2001367 | #NAME? | 7.6/13.2 | 3 | [7 empty] | 225 | 1 | 2001530 |  | 2001530
OH Transformer | 213 | 3-PHASE UNIT | 25 | WYE-WYE | 13.2 KV | 120/240 | 2001366 | #NAME? | 7.6/13.2 | 1 | [8 empty] | 1 | 2001543 | 20312.13 | 200154320312.13
OH Transformer | 213 | 3-PHASE UNIT | 25 | WYE-WYE | 13.2 KV | 120/240 | 2001367 | #NAME? | 7.6/13.2 | 1 | [8 empty] | 610 | 2001544 | 27107.23 | 200154427107.23
OH Transformer | 213 | 3-PHASE UNIT | 37.5 | DELTA-WYE | 13.2 KV | 120/240 | 2001368 | #NAME? | 7.6/13.2 | 2 | [8 empty] | 21 | - |  | -
OH Transformer | 213 | 3-PHASE UNIT | 37.5 | OPEN DELTA | 13.2 KV | 120/240 | 2001368 | #NAME? | 7.6/13.2 | 2 | [7 empty] | 300 | 4 | 2001530 |  | 2001530
OH Transformer | 213 | 3-PHASE UNIT | 37.5 | SINGLE-PHASE | 13.2 KV | 120/240 | 2001370 | #NAME? | 7.6/13.2 | 2 | [8 empty] | 578 | 2001545 | 29942.99 | 200154529942.99
OH Transformer | 213 | 3-PHASE UNIT | 50 | WYE-WYE | 13.2 KV | 120/240 | 2001369 | #NAME? | 7.6/13.2 | 1 | [8 empty] | 1 | (blank) |  | (blank)
OH Transformer | 213 | 3-PHASE UNIT | 75 | SINGLE-PHASE | 13.2 KV | 120/240 | 2001370 | #NAME? | 7.6/13.2 | 1 | [7 empty] | 500 | 1 | 2001531 |  | 2001531
OH Transformer | 213 | BANKED SINGLE PHASE | 10 | OPEN DELTA | 13.2 KV | 120/240 | 2001365 | #NAME? | 7.6/13.2 | 21 | [8 empty] | 349 | 2001546 | 32840.09 | 200154632840.09
OH Transformer | 213 | BANKED SINGLE PHASE | 10 | OPEN DELTA | 13.2 KV | 120/240 | 2001366 | #NAME? | 7.6/13.2 | 3 | [8 empty] | 13 | 2112562 | 33419.07 | 211256233419.07
OH Transformer | 213 | BANKED SINGLE PHASE | 10 | OPEN DELTA | 13.2 KV | 120/240 | 2001367 | #NAME? | 7.6/13.2 | 3 | [8 empty] | 12 | - |  | -
OH Transformer | 213 | BANKED SINGLE PHASE | 10 | OPEN DELTA | 13.2 KV | 120/240 | 2001368 | #NAME? | 7.6/13.2 | 4 | [7 empty] | 750 | 157 | 2001547 | 47743.24 | 200154747743.24
OH Transformer | 213 | BANKED SINGLE PHASE | 10 | OPEN DELTA | 13.2 KV | 120/240 | 2001369 | #NAME? | 7.6/13.2 | 2 | [8 empty] | 34 | 2001548 | 42948.51 | 200154842948.51
OH Transformer | 213 | BANKED SINGLE PHASE | 10 | SINGLE-PHASE | 13.2 KV | 120/240 | 2001365 | #NAME? | 7.6/13.2 | 1 | [8 empty] | 3 | - |  | -
OH Transformer | 213 | BANKED SINGLE PHASE | 10 | SINGLE-PHASE | 13.2 KV | 120/240 | 2001367 | #NAME? | 7.6/13.2 | 1 | [7 empty] | 1000 | 1 | 2001548 | 42948.51 | 200154842948.51
OH Transformer | 213 | BANKED SINGLE PHASE | 10 | SINGLE-PHASE | 13.2 KV | 120/240 | 2001368 | #NAME? | 7.6/13.2 | 2 | [8 empty] | 30 | 2001549 | 42750.75 | 200154942750.75
OH Transformer | 213 | BANKED SINGLE PHASE | 10 | WYE-DELTA | 13.2 KV | 120/240 | 2001365 | #NAME? | 7.6/13.2 | 3 | [8 empty] | 22 | 2001550 | 46298.43 | 200155046298.43
OH Transformer | 213 | BANKED SINGLE PHASE | 10 | WYE-DELTA | 13.2 KV | 120/240 | 2001366 | #NAME? | 7.6/13.2 | 2 | [8 empty] | 5 | - |  | -
OH Transformer | 213 | BANKED SINGLE PHASE | 10 | WYE-DELTA | 13.2 KV | 120/240 | 2001368 | #NAME? | 7.6/13.2 | 1 | [6 empty] | 120/240 | 75 | 114 | 2001542 | 19870.7 | 200154219870.7
OH Transformer | 213 | BANKED SINGLE PHASE | 15 | OPEN DELTA | 13.2 KV | 120/240 | 2001365 | #NAME? | 7.6/13.2 | 2 | [8 empty] | 1 | - |  | -
OH Transformer | 213 | BANKED SINGLE PHASE | 15 | OPEN DELTA | 13.2 KV | 120/240 | 2001366 | #NAME? | 7.6/13.2 | 18 | [7 empty] | 150 | 139 | 2001543 | 20312.13 | 200154320312.13
OH Transformer | 213 | BANKED SINGLE PHASE | 15 | OPEN DELTA | 13.2 KV | 120/240 | 2001367 | #NAME? | 7.6/13.2 | 8 | [7 empty] | 225 | 42 | 2001544 | 27107.23 | 200154427107.23
OH Transformer | 213 | BANKED SINGLE PHASE | 15 | OPEN DELTA | 13.2 KV | 120/240 | 2001368 | #NAME? | 7.6/13.2 | 4 | [8 empty] | 2 | - |  | -
OH Transformer | 213 | BANKED SINGLE PHASE | 15 | OPEN DELTA | 13.2 KV | 120/240 | 2001369 | #NAME? | 7.6/13.2 | 3 | [7 empty] | 300 | 28 | 2001545 | 29942.99 | 200154529942.99
OH Transformer | 213 | BANKED SINGLE PHASE | 15 | OPEN DELTA | 13.2 KV | 120/240 | 2001370 | #NAME? | 7.6/13.2 | 2 | [7 empty] | 500 | 1 | 2001522 | 9410.53 | 20015229410.53
OH Transformer | 213 | BANKED SINGLE PHASE | 15 | SINGLE-PHASE | 13.2 KV | 120/240 | 2001366 | #NAME? | 7.6/13.2 | 2 | [8 empty] | 12 | 2001546 | 32840.09 | 200154632840.09
OH Transformer | 213 | BANKED SINGLE PHASE | 15 | SINGLE-PHASE | 13.2 KV | 120/240 | 2001367 | #NAME? | 7.6/13.2 | 1 | [7 empty] | 750 | 8 | 2001547 | 47743.24 | 200154747743.24
OH Transformer | 213 | BANKED SINGLE PHASE | 15 | SINGLE-PHASE | 13.2 KV | 120/240 | 2001368 | #NAME? | 7.6/13.2 | 4 | [6 empty] | 277/480 | 75 | 3 | 2001542 | 19870.7 | 200154219870.7
OH Transformer | 213 | BANKED SINGLE PHASE | 15 | WYE-DELTA | 13.2 KV | 120/240 | 2001366 | #NAME? | 7.6/13.2 | 7 | [7 empty] | 150 | 2 | 2001543 | 20312.13 | 200154320312.13
OH Transformer | 213 | BANKED SINGLE PHASE | 15 | WYE-DELTA | 13.2 KV | 120/240 | 2001367 | #NAME? | 7.6/13.2 | 3 | [7 empty] | 300 | 1 | 2001545 | 29942.99 | 200154529942.99
OH Transformer | 213 | BANKED SINGLE PHASE | 15 | WYE-WYE | 13.2 KV | 120/240 | 2001366 | #NAME? | 7.6/13.2 | 2 | [7 empty] | 500 | 3 | 2001546 | 32840.09 | 200154632840.09
OH Transformer | 213 | BANKED SINGLE PHASE | 25 | OPEN DELTA | 13.2 KV | 120/240 | 2001367 | #NAME? | 7.6/13.2 | 17 | [7 empty] | 750 | 1 | 2001547 | 47743.24 | 200154747743.24
OH Transformer | 213 | BANKED SINGLE PHASE | 25 | OPEN DELTA | 13.2 KV | 120/240 | 2001368 | #NAME? | 7.6/13.2 | 3 | [7 empty] | 1000 | 1 | 2001549 | 42750.75 | 200154942750.75
OH Transformer | 213 | BANKED SINGLE PHASE | 25 | OPEN DELTA | 13.2 KV | 120/240 | 2001369 | #NAME? | 7.6/13.2 | 8
OH Transformer | 213 | BANKED SINGLE PHASE | 25 | OPEN DELTA | 13.2 KV | 120/240 | 2001370 | #NAME? | 7.6/13.2 | 1 | [5 empty] | 268 | 120/208 | 75 | 2 | 2001551 | 19500.8 | 200155119500.8
OH Transformer | 213 | BANKED SINGLE PHASE | 25 | SINGLE-PHASE | 13.2 KV | 120/240 | 2001350 | #NAME? | 7.6/13.2 | 1 | [7 empty] | 150 | 2 | 2001552 | 24151.21 | 200155224151.21
OH Transformer | 213 | BANKED SINGLE PHASE | 25 | SINGLE-PHASE | 13.2 KV | 120/240 | 2001367 | #NAME? | 7.6/13.2 | 4 | [7 empty] | 225 | 1 | - |  | -
OH Transformer | 213 | BANKED SINGLE PHASE | 25 | SINGLE-PHASE | 13.2 KV | 120/240 | 2001368 | #NAME? | 7.6/13.2 | 2 | [7 empty] | 300 | 7 | 2001553 | 32402.65 | 200155332402.65
OH Transformer | 213 | BANKED SINGLE PHASE | 25 | SINGLE-PHASE | 13.2 KV | 120/240 | 2001370 | #NAME? | 7.6/13.2 | 1 | [7 empty] | 500 | 4 | 2001556 | 29769.49 | 200155629769.49
OH Transformer | 213 | BANKED SINGLE PHASE | 25 | WYE-DELTA | 13.2 KV | 120/240 | 2001367 | #NAME? | 7.6/13.2 | 7 | [7 empty] | 750 | 1 | 2001559 | 52013.97 | 200155952013.97
OH Transformer | 213 | BANKED SINGLE PHASE | 25 | WYE-DELTA | 13.2 KV | 120/240 | 2001369 | #NAME? | 7.6/13.2 | 6 | [7 empty] | 1500 | 1 | 2001563 | 62432.73 | 200156362432.73
OH Transformer | 213 | BANKED SINGLE PHASE | 25 | WYE-WYE | 13.2 KV | 120/240 | 2001367 | #NAME? | 7.6/13.2 | 3 | [6 empty] | 120/240 | 75 | 18 | 2001551 | 19500.8 | 200155119500.8
OH Transformer | 213 | BANKED SINGLE PHASE | 37 | OPEN DELTA | 13.2 KV | 120/240 | 2001368 | #NAME? | 7.6/13.2 | 1 | [8 empty] | 1 | - |  | -
OH Transformer | 213 | BANKED SINGLE PHASE | 37 | SINGLE-PHASE | 13.2 KV | 120/240 | 2001368 | #NAME? | 7.6/13.2 | 1 | [7 empty] | 150 | 18 | 2001552 | 24151.21 | 200155224151.21
OH Transformer | 213 | BANKED SINGLE PHASE | 37 | WYE-DELTA | 13.2 KV | 120/240 | 2001366 | #NAME? | 7.6/13.2 | 1 | [7 empty] | 300 | 27 | 2001553 | 32402.65 | 200155332402.65
OH Transformer | 213 | BANKED SINGLE PHASE | 37.5 | OPEN DELTA | 13.2 KV | 120/240 | 2001365 | #NAME? | 7.6/13.2 | 2 | [7 empty] | 500 | 27 | 2001556 | 29769.49 | 200155629769.49
OH Transformer | 213 | BANKED SINGLE PHASE | 37.5 | OPEN DELTA | 13.2 KV | 120/240 | 2001366 | #NAME? | 7.6/13.2 | 3 | [7 empty] | 750 | 22 | 2001559 | 52013.97 | 200155952013.97
OH Transformer | 213 | BANKED SINGLE PHASE | 37.5 | OPEN DELTA | 13.2 KV | 120/240 | 2001368 | #NAME? | 7.6/13.2 | 12 | [7 empty] | 1000 | 16 | 2001561 |  | 2001561
OH Transformer | 213 | BANKED SINGLE PHASE | 37.5 | OPEN DELTA | 13.2 KV | 120/240 | 2001369 | #NAME? | 7.6/13.2 | 2 | [7 empty] | 1500 | 9 | 2001563 | 62432.73 | 200156362432.73
OH Transformer | 213 | BANKED SINGLE PHASE | 37.5 | OPEN DELTA | 13.2 KV | 120/240 | 2001371 | #NAME? | 7.6/13.2 | 1 | [7 empty] | 2000 | 2 | - |  | -
OH Transformer | 213 | BANKED SINGLE PHASE | 37.5 | SINGLE-PHASE | 13.2 KV | 120 | 2001338 | #NAME? | 7.6/13.2 | 1 | [6 empty] | 240/480 | 150 | 1 | 2001552 | 24151.21 | 200155224151.21
OH Transformer | 213 | BANKED SINGLE PHASE | 37.5 | SINGLE-PHASE | 13.2 KV | 120/240 | 2001368 | #NAME? | 7.6/13.2 | 8 | [7 empty] | 300 | 2 | 2001553 | 32402.65 | 200155332402.65
OH Transformer | 213 | BANKED SINGLE PHASE | 37.5 | WYE-DELTA | 13.2 KV | 120/240 | 2001368 | #NAME? | 7.6/13.2 | 2 | [7 empty] | 500 | 1 | 2001556 | 29769.49 | 200155629769.49
OH Transformer | 213 | BANKED SINGLE PHASE | 50 | OPEN DELTA | 13.2 KV | 120/240 | 2001367 | #NAME? | 7.6/13.2 | 1 | [6 empty] | 277/480 | 75 | 1 | 2001542 | 19870.7 | 200154219870.7
OH Transformer | 213 | BANKED SINGLE PHASE | 50 | OPEN DELTA | 13.2 KV | 120/240 | 2001368 | #NAME? | 7.6/13.2 | 1 | [8 empty] | 533 | 2001551 | 19500.8 | 200155119500.8
OH Transformer | 213 | BANKED SINGLE PHASE | 50 | OPEN DELTA | 13.2 KV | 120/240 | 2001369 | #NAME? | 7.6/13.2 | 15 | [8 empty] | 11 | 2001555 | 14625.5 | 200155514625.5
OH Transformer | 213 | BANKED SINGLE PHASE | 50 | OPEN DELTA | 13.2 KV | 120/240 | 2001370 | #NAME? | 7.6/13.2 | 1 | [8 empty] | 21 | - |  | -
OH Transformer | 213 | BANKED SINGLE PHASE | 50 | SINGLE-PHASE | 13.2 KV | 120/240 | 2001369 | #NAME? | 7.6/13.2 | 1 | [7 empty] | 150 | 299 | 2001552 | 24151.21 | 200155224151.21
OH Transformer | 213 | BANKED SINGLE PHASE | 50 | WYE-DELTA | 13.2 KV | 120/240 | 2001366 | #NAME? | 7.6/13.2 | 1 | [7 empty] | 300 | 540 | 2001553 | 32402.65 | 200155332402.65
OH Transformer | 213 | BANKED SINGLE PHASE | 50 | WYE-DELTA | 13.2 KV | 120/240 | 2001369 | #NAME? | 7.6/13.2 | 4 | [8 empty] | 15 | 2001554 | 33624.27 | 200155433624.27
OH Transformer | 213 | BANKED SINGLE PHASE | 75 | OPEN DELTA | 13.2 KV | 120/240 | 2001365 | #NAME? | 7.6/13.2 | 1 | [7 empty] | 500 | 1 | 2001543 | 20312.13 | 200154320312.13
OH Transformer | 213 | BANKED SINGLE PHASE | 75 | OPEN DELTA | 13.2 KV | 120/240 | 2001368 | #NAME? | 7.6/13.2 | 1 | [8 empty] | 1 | 2001553 | 32402.65 | 200155332402.65
OH Transformer | 213 | BANKED SINGLE PHASE | 75 | OPEN DELTA | 13.2 KV | 120/240 | 2001370 | #NAME? | 7.6/13.2 | 5 | [8 empty] | 486 | 2001556 | 29769.49 | 200155629769.49
OH Transformer | 213 | BANKED SINGLE PHASE | 75 | SINGLE-PHASE | 13.2 KV | 120/240 | 2001368 | #NAME? | 7.6/13.2 | 1 | [8 empty] | 23 | 2001558 | 25602.04 | 200155825602.04
OH Transformer | 213 | BANKED SINGLE PHASE | 75 | SINGLE-PHASE | 13.2 KV | 120/240 | 2001370 | #NAME? | 7.6/13.2 | 2 | [8 empty] | 1 | - |  | -
OH Transformer | 213 | BANKED SINGLE PHASE | 75 | WYE-DELTA | 13.2 KV | 120/240 | 2001367 | #NAME? | 7.6/13.2 | 1 | [7 empty] | 750 | 1 | 2001556 | 29769.49 | 200155629769.49
OH Transformer | 213 | BANKED SINGLE PHASE | 100 | OPEN DELTA | 13.2 KV | 120/240 | 2001371 | #NAME? | 7.6/13.2 | 1 | [8 empty] | 335 | 2001559 | 52013.97 | 200155952013.97
OH Transformer | 213 | DUMMY | 37.5 | SINGLE-PHASE | 13.2 KV | 120/240 | 2001368 | #NAME? | 7.6/13.2 | 1 | [8 empty] | 16 | 2001560 | 38003.1 | 200156038003.1
OH Transformer | 214 | 1-PHASE UNIT | 10 | SINGLE-PHASE | 13.2 KV | 120/240 | - | #NAME? | 7.6/13.2 | 3 | [7 empty] | 1000 | 1 | 2001560 | 38003.1 | 200156038003.1
OH Transformer | 214 | 1-PHASE UNIT | 10 | SINGLE-PHASE | 13.2 KV | 120/240 | 2001372 | #NAME? | 7.6/13.2 | 4 | [8 empty] | 256 | 2001561 |  | 2001561
OH Transformer | 214 | 1-PHASE UNIT | 15 | SINGLE-PHASE | 13.2 KV | 120/240 | - | #NAME? | 7.6/13.2 | 1 | [8 empty] | 15 | 2001562 | 40001.18 | 200156240001.18
OH Transformer | 214 | 1-PHASE UNIT | 15 | SINGLE-PHASE | 13.2 KV | 120/240 | 2001373 | #NAME? | 7.6/13.2 | 7 | [8 empty] | 1 | (blank) |  | (blank)
OH Transformer | 214 | 1-PHASE UNIT | 25 | SINGLE-PHASE | 13.2 KV | 120/240 | - | #NAME? | 7.6/13.2 | 2 | [7 empty] | 1500 | 250 | 2001563 | 62432.73 | 200156362432.73
OH Transformer | 214 | 1-PHASE UNIT | 25 | SINGLE-PHASE | 13.2 KV | 120/240 | 2001374 | #NAME? | 7.6/13.2 | 8 | [8 empty] | 11 | 2001564 | 53773.34 | 200156453773.34
OH Transformer | 214 | 1-PHASE UNIT | 37 | SINGLE-PHASE | 13.2 KV | 120/240 | - | #NAME? | 7.6/13.2 | 3 | [7 empty] | 2000 | 1 | 2001560 | 38003.1 | 200156038003.1
OH Transformer | 214 | 1-PHASE UNIT | 37.5 | SINGLE-PHASE | 13.2 KV | 120/240 | 2001375 | #NAME? | 7.6/13.2 | 11 | [8 empty] | 196 | 2001565 | 74761.25 | 200156574761.25
OH Transformer | 214 | 1-PHASE UNIT | 50 | SINGLE-PHASE | 13.2 KV | 120/240 | - | #NAME? | 7.6/13.2 | 1 | [8 empty] | 32 | 2001566 | 96972.8 | 200156696972.8
OH Transformer | 214 | 1-PHASE UNIT | 50 | SINGLE-PHASE | 13.2 KV | 120/240 | 2001376 | #NAME? | 7.6/13.2 | 7 | [8 empty] | 4 | - |  | -
OH Transformer | 214 | 1-PHASE UNIT | 50 | WYE-DELTA | 13.2 KV | 120/240 | 2001376 | #NAME? | 7.6/13.2 | 2
OH Transformer | 214 | 1-PHASE UNIT | 75 | SINGLE-PHASE | 13.2 KV | 120/240 | - | #NAME? | 7.6/13.2 | 1 | [5 empty] | 271 | 120/240 | 1000 | 1 | - |  | -
OH Transformer | 214 | 1-PHASE UNIT | 75 | SINGLE-PHASE | 13.2 KV | 120/240 | 2001377 | #NAME? | 7.6/13.2 | 5 | [7 empty] | 2000 | 2 | - |  | -
OH Transformer | 214 | 1-PHASE UNIT | 100 | SINGLE-PHASE | 13.2 KV | 120/240 | - | #NAME? | 7.6/13.2 | 1 | [6 empty] | 240/480 | 2000 | 1 | - |  | -
OH Transformer | 214 | 1-PHASE UNIT | 100 | SINGLE-PHASE | 13.2 KV | 120/240 | 2001378 | #NAME? | 7.6/13.2 | 1 | [6 empty] | 2400/4160 | 2500 | 1 | - |  | -
OH Transformer | 214 | 1-PHASE UNIT | 167 | SINGLE-PHASE | 13.2 KV | 120/240 | - | #NAME? | 7.6/13.2 | 1 | [6 empty] | 4160Y/2400 | 2000 | 6 | - |  | -
OH Transformer | 214 | 1-PHASE UNIT | 167 | SINGLE-PHASE | 13.2 KV | 120/240 | 2001379 | #NAME? | 7.6/13.2 | 89
OH Transformer | 214 | 1-PHASE UNIT | 250 | SINGLE-PHASE | 13.2 KV | 120/240 | - | #NAME? | 7.6/13.2 | 5 | [5 empty] | 272 | 120/240 | 2000 | 3 | - |  | -
OH Transformer | 214 | 1-PHASE UNIT | 250 | SINGLE-PHASE | 13.2 KV | 120/240 | 2001371 | #NAME? | 7.6/13.2 | 1 | [6 empty] | 277/480 | 1500 | 1 | 2001571 |  | 2001571
OH Transformer | 214 | 1-PHASE UNIT | 250 | SINGLE-PHASE | 13.2 KV | 120/240 | 2001380 | #NAME? | 7.6/13.2 | 2 | [6 empty] | 4160Y/2400 | 1000 | 2 | 2001570 |  | 2001570
OH Transformer | 214 | 3-PHASE BANK | 5 | OPEN DELTA | 13.2 KV | 120/240 | 2001372 | #NAME? | 7.6/13.2 | 1 | [7 empty] | 2000 | 28 | 2001572 |  | 2001572
OH Transformer | 214 | 3-PHASE BANK | 10 | OPEN DELTA | 13.2 KV | 120/240 | 2001365 | #NAME? | 7.6/13.2 | 1
OH Transformer | 214 | 3-PHASE BANK | 10 | WYE-DELTA | 13.2 KV | 120/240 | 2001372 | #NAME? | 7.6/13.2 | 3 | [5 empty] | 274 | 120/240 | 2000 | 3 | - |  | -
OH Transformer | 214 | 3-PHASE BANK | 10 | WYE-WYE | 13.2 KV | 120/240 | 2001372 | #NAME? | 7.6/13.2 | 1 | [6 empty] | 277/480 | 2000 | 2 | 2001578 |  | 2001578
OH Transformer | 214 | 3-PHASE BANK | 10 | WYE-WYE | 13.2 KV | 120/240 | 2001375 | #NAME? | 7.6/13.2 | 1 | [8 empty] | 1 | - |  | -
OH Transformer | 214 | 3-PHASE BANK | 15 | OPEN DELTA | 13.2 KV | 120/240 | - | #NAME? | 7.6/13.2 | 1
OH Transformer | 214 | 3-PHASE BANK | 15 | WYE-DELTA | 13.2 KV | 120/240 | - | #NAME? | 7.6/13.2 | 1
OH Transformer | 214 | 3-PHASE BANK | 15 | WYE-WYE | 13.2 KV | 120/240 | 2001366 | #NAME? | 7.6/13.2 | 1
OH Transformer | 214 | 3-PHASE BANK | 25 | WYE-DELTA | 13.2 KV | 120/240 | - | #NAME? | 7.6/13.2 | 2
OH Transformer | 214 | 3-PHASE BANK | 25 | WYE-WYE | 13.2 KV | 120/208 | - | #NAME? | 7.6/13.2 | 3
OH Transformer | 214 | 3-PHASE BANK | 25 | WYE-WYE | 13.2 KV | 120/240 | 2001374 | #NAME? | 7.6/13.2 | 2
OH Transformer | 214 | 3-PHASE BANK | 37.5 | OPEN DELTA | 13.2 KV | 120/240 | 2001375 | #NAME? | 7.6/13.2 | 3
OH Transformer | 214 | 3-PHASE BANK | 37.5 | WYE-DELTA | 13.2 KV | 120/240 | 2001375 | #NAME? | 7.6/13.2 | 2
OH Transformer | 214 | 3-PHASE BANK | 37.5 | WYE-WYE | 13.2 KV | 120/240 | 2001375 | #NAME? | 7.6/13.2 | 1
OH Transformer | 214 | 3-PHASE BANK | 50 | OPEN DELTA | 13.2 KV | 120/240 | - | #NAME? | 7.6/13.2 | 1
OH Transformer | 214 | 3-PHASE BANK | 50 | WYE-DELTA | 13.2 KV | 120/240 | - | #NAME? | 7.6/13.2 | 1
OH Transformer | 214 | 3-PHASE BANK | 50 | WYE-WYE | 13.2 KV | 120/240 | 2001369 | #NAME? | 7.6/13.2 | 2
OH Transformer | 214 | 3-PHASE BANK | 50 | WYE-WYE | 13.2 KV | 120/240 | 2001374 | #NAME? | 7.6/13.2 | 1
OH Transformer | 214 | 3-PHASE BANK | 75 | WYE-DELTA | 13.2 KV | 120/240 | 2001369 | #NAME? | 7.6/13.2 | 1
OH Transformer | 214 | 3-PHASE BANK | 100 | OPEN DELTA | 13.2 KV | 120/240 | 2001368 | #NAME? | 7.6/13.2 | 1
OH Transformer | 214 | 3-PHASE BANK | 100 | WYE-DELTA | 13.2 KV | 120/240 | - | #NAME? | 7.6/13.2 | 2
OH Transformer | 214 | 3-PHASE BANK | 100 | WYE-DELTA | 13.2 KV | 120/240 | 2001369 | #NAME? | 7.6/13.2 | 2
OH Transformer | 214 | 3-PHASE BANK | 100 | WYE-DELTA | 13.2 KV | 120/240 | 2001378 | #NAME? | 7.6/13.2 | 3
OH Transformer | 214 | 3-PHASE BANK | 167 | OPEN DELTA | 13.2 KV | 120/208 | 2001379 | #NAME? | 7.6/13.2 | 2
OH Transformer | 214 | 3-PHASE BANK | 167 | OPEN DELTA | 13.2 KV | 120/240 | 2001365 | #NAME? | 7.6/13.2 | 1
OH Transformer | 214 | 3-PHASE BANK | 167 | OPEN DELTA | 13.2 KV | 120/240 | 2001367 | #NAME? | 7.6/13.2 | 2
OH Transformer | 214 | 3-PHASE BANK | 167 | OPEN DELTA | 13.2 KV | 120/240 | 2001375 | #NAME? | 7.6/13.2 | 1
OH Transformer | 214 | 3-PHASE BANK | 167 | OPEN DELTA | 13.2 KV | 120/240 | 2001379 | #NAME? | 7.6/13.2 | 1
OH Transformer | 214 | 3-PHASE BANK | 167 | SINGLE-PHASE | 13.2 KV | 120/240 | 2001368 | #NAME? | 7.6/13.2 | 1
OH Transformer | 214 | 3-PHASE BANK | 167 | SINGLE-PHASE | 13.2 KV | 120/240 | 2001370 | #NAME? | 7.6/13.2 | 1
OH Transformer | 214 | 3-PHASE BANK | 167 | SINGLE-PHASE | 13.2 KV | 120/240 | 2001371 | #NAME? | 7.6/13.2 | 1
OH Transformer | 214 | 3-PHASE BANK | 167 | SINGLE-PHASE | 13.2 KV | 120/240 | 2001379 | #NAME? | 7.6/13.2 | 9
OH Transformer | 214 | 3-PHASE BANK | 167 | WYE-DELTA | 13.2 KV | 120/240 | - | #NAME? | 7.6/13.2 | 1
OH Transformer | 214 | 3-PHASE BANK | 167 | WYE-DELTA | 13.2 KV | 120/240 | 2001370 | #NAME? | 7.6/13.2 | 3
OH Transformer | 214 | 3-PHASE BANK | 167 | WYE-DELTA | 13.2 KV | 120/240 | 2001371 | #NAME? | 7.6/13.2 | 22
OH Transformer | 214 | 3-PHASE BANK | 167 | WYE-DELTA | 13.2 KV | 120/240 | 2001378 | #NAME? | 7.6/13.2 | 1
OH Transformer | 214 | 3-PHASE BANK | 167 | WYE-DELTA | 13.2 KV | 120/240 | 2001379 | #NAME? | 7.6/13.2 | 34
OH Transformer | 214 | 3-PHASE BANK | 167 | WYE-DELTA | 13.2 KV | 120/240 | 2001380 | #NAME? | 7.6/13.2 | 3
OH Transformer | 214 | 3-PHASE BANK | 167 | WYE-DELTA | 13.2 KV | 277/480 | 2001429 | #NAME? | 7.6/13.2 | 1
OH Transformer | 214 | 3-PHASE BANK | 167 | WYE-WYE | 13.2 KV | 120/208 | - | #NAME? | 7.6/13.2 | 1
OH Transformer | 214 | 3-PHASE BANK | 167 | WYE-WYE | 13.2 KV | 120/208 | 2001379 | #NAME? | 7.6/13.2 | 9
OH Transformer | 214 | 3-PHASE BANK | 167 | WYE-WYE | 13.2 KV | 120/208 | 2001430 | #NAME? | 7.6/13.2 | 3
OH Transformer | 214 | 3-PHASE BANK | 167 | WYE-WYE | 13.2 KV | 120/240 | - | #NAME? | 7.6/13.2 | 4
OH Transformer | 214 | 3-PHASE BANK | 167 | WYE-WYE | 13.2 KV | 120/240 | 2001371 | #NAME? | 7.6/13.2 | 1
OH Transformer | 214 | 3-PHASE BANK | 167 | WYE-WYE | 13.2 KV | 120/240 | 2001379 | #NAME? | 7.6/13.2 | 41
OH Transformer | 214 | 3-PHASE BANK | 250 | SINGLE-PHASE | 13.2 KV | 120/240 | 2001367 | #NAME? | 7.6/13.2 | 1
OH Transformer | 214 | 3-PHASE BANK | 250 | SINGLE-PHASE | 13.2 KV | 120/240 | 2001379 | #NAME? | 7.6/13.2 | 1
OH Transformer | 214 | 3-PHASE BANK | 250 | SINGLE-PHASE | 13.2 KV | 120/240 | 2001380 | #NAME? | 7.6/13.2 | 3
OH Transformer | 214 | 3-PHASE BANK | 250 | WYE-DELTA | 13.2 KV | 120/240 | - | #NAME? | 7.6/13.2 | 1
OH Transformer | 214 | 3-PHASE BANK | 250 | WYE-DELTA | 13.2 KV | 120/240 | 2001379 | #NAME? | 7.6/13.2 | 1
OH Transformer | 214 | 3-PHASE BANK | 250 | WYE-DELTA | 13.2 KV | 120/240 | 2001380 | #NAME? | 7.6/13.2 | 5
OH Transformer | 214 | 3-PHASE BANK | 250 | WYE-WYE | 13.2 KV | 120/240 | - | #NAME? | 7.6/13.2 | 9
OH Transformer | 214 | 3-PHASE BANK | 667 | WYE-WYE | 13.2 KV | 120/240 | - | #NAME? | 7.6/13.2 | 3
OH Transformer | 214 | 3-PHASE UNIT | 167 | OPEN DELTA | 13.2 KV | 120/240 | 2001379 | #NAME? | 7.6/13.2 | 1
OH Transformer | 214 | BANKED SINGLE PHASE | 50 | OPEN DELTA | 13.2 KV | 120/240 | 2001340 | #NAME? | 7.6/13.2 | 1
OH Transformer | 215 | 1-PHASE UNIT | 15 | SINGLE-PHASE | 13.2 KV | 120/240 | - | #NAME? | 14.4/24.9 | 3
OH Transformer | 215 | 1-PHASE UNIT | 15 | SINGLE-PHASE | 13.2 KV | 120/240 | 2001383 | #NAME? | 14.4/24.9 | 1
OH Transformer | 215 | 1-PHASE UNIT | 25 | SINGLE-PHASE | 13.2 KV | 120/240 | - | #NAME? | 14.4/24.9 | 1
OH Transformer | 215 | 1-PHASE UNIT | 37 | SINGLE-PHASE | 13.2 KV | 120/240 | - | #NAME? | 14.4/24.9 | 1
OH Transformer | 215 | 1-PHASE UNIT | 100 | SINGLE-PHASE | 13.2 KV | 120/240 | - | #NAME? | 14.4/24.9 | 1
OH Transformer | 215 | 3-PHASE BANK | 10 | WYE-DELTA | 13.2 KV | 120/240 | - | #NAME? | 14.4/24.9 | 1
OH Transformer | 215 | 3-PHASE BANK | 333 | WYE-DELTA | 13.2 KV | 120/240 | 2001391 | #NAME? | 14.4/24.9 | 1
OH Transformer | 215 | 3-PHASE BANK | 500 | WYE-WYE | 13.2 KV | 120/208 | 2001392 | #NAME? | 14.4/24.9 | 1
OH Transformer | 218 | 1-PHASE UNIT | 37 | SINGLE-PHASE | 13.2 KV | 120/240 | - | #NAME? | 2.4/4.1 | 1
OH Transformer | 218 | 1-PHASE UNIT | 50 | SINGLE-PHASE | 13.2 KV | 240/480 | - | #NAME? | 2.4/4.1 | 1
OH Transformer | 219 | 1-PHASE UNIT | 25 | SINGLE-PHASE | 13.2 KV | 240/480 | 2001394 | #NAME? | 2.4/4.1 x 7.6/13.2 | 2
OH Transformer | 219 | 1-PHASE UNIT | 37 | SINGLE-PHASE | 13.2 KV | 240/480 | - | #NAME? | 2.4/4.1 x 7.6/13.2 | 1
OH Transformer | 219 | 3-PHASE BANK | 25 | SINGLE-PHASE | 13.2 KV | 240/480 | 2001394 | #NAME? | 2.4/4.1 x 7.6/13.2 | 3
OH Transformer | 221 | 3-PHASE BANK | 10 | OPEN DELTA | 13.2 KV | 120/240 | - | #NAME? | 4.8/8.3 x 7.6/13.2 | 1
OH Transformer | 221 | 3-PHASE BANK | 37 | OPEN DELTA | 13.2 KV | 240/480 | - | #NAME? | 4.8/8.3 x 7.6/13.2 | 1
OH Transformer | 222 | 1-PHASE UNIT | 15 | SINGLE-PHASE | 13.2 KV | 240/480 | - | #NAME? | 7.6/13.2 | 1
OH Transformer | 222 | 1-PHASE UNIT | 25 | DELTA-WYE | 13.2 KV | 240/480 | 2001405 | #NAME? | 7.6/13.2 | 1
OH Transformer | 222 | 1-PHASE UNIT | 25 | SINGLE-PHASE | 13.2 KV | 120/240 | - | #NAME? | 7.6/13.2 | 1
OH Transformer | 222 | 1-PHASE UNIT | 25 | SINGLE-PHASE | 13.2 KV | 120/240 | 2001405 | #NAME? | 7.6/13.2 | 32
OH Transformer | 222 | 1-PHASE UNIT | 25 | SINGLE-PHASE | 13.2 KV | 240/480 | - | #NAME? | 7.6/13.2 | 1
OH Transformer | 222 | 1-PHASE UNIT | 25 | SINGLE-PHASE | 13.2 KV | 240/480 | 2001405 | #NAME? | 7.6/13.2 | 172
OH Transformer | 222 | 1-PHASE UNIT | 25 | WYE-DELTA | 13.2 KV | 240/480 | 2001405 | #NAME? | 7.6/13.2 | 12
OH Transformer | 222 | 1-PHASE UNIT | 37 | SINGLE-PHASE | 13.2 KV | 120/240 | - | #NAME? | 7.6/13.2 | 4
OH Transformer | 222 | 1-PHASE UNIT | 37 | SINGLE-PHASE | 13.2 KV | 240/480 | - | #NAME? | 7.6/13.2 | 5
OH Transformer | 222 | 1-PHASE UNIT | 37.5 | SINGLE-PHASE | 13.2 KV | 120/240 | 2001368 | #NAME? | 7.6/13.2 | 1
OH Transformer | 222 | 1-PHASE UNIT | 37.5 | SINGLE-PHASE | 13.2 KV | 240/480 | 2001406 | #NAME? | 7.6/13.2 | 35
OH Transformer | 222 | 1-PHASE UNIT | 37.5 | WYE-DELTA | 13.2 KV | 240/480 | 2001406 | #NAME? | 7.6/13.2 | 4
OH Transformer | 222 | 1-PHASE UNIT | 50 | SINGLE-PHASE | 13.2 KV | 120/208 | 2001405 | #NAME? | 7.6/13.2 | 1
OH Transformer | 222 | 1-PHASE UNIT | 50 | SINGLE-PHASE | 13.2 KV | 120/240 | 2001364 | #NAME? | 7.6/13.2 | 1
OH Transformer | 222 | 1-PHASE UNIT | 50 | SINGLE-PHASE | 13.2 KV | 120/240 | 2001405 | #NAME? | 7.6/13.2 | 7
OH Transformer | 222 | 1-PHASE UNIT | 50 | SINGLE-PHASE | 13.2 KV | 240/480 | 2001405 | #NAME? | 7.6/13.2 | 2
OH Transformer | 222 | 1-PHASE UNIT | 50 | SINGLE-PHASE | 13.2 KV | 240/480 | 2001407 | #NAME? | 7.6/13.2 | 23
OH Transformer | 222 | 1-PHASE UNIT | 50 | SINGLE-PHASE | 13.2 KV | 277/480 | 2001405 | #NAME? | 7.6/13.2 | 1
OH Transformer | 222 | 1-PHASE UNIT | 50 | WYE-DELTA | 13.2 KV | 240/480 | 2001407 | #NAME? | 7.6/13.2 | 4
OH Transformer | 222 | 1-PHASE UNIT | 75 | SINGLE-PHASE | 13.2 KV | 120/240 | - | #NAME? | 7.6/13.2 | 1
OH Transformer | 222 | 1-PHASE UNIT | 75 | SINGLE-PHASE | 13.2 KV | 240/480 | - | #NAME? | 7.6/13.2 | 5
OH Transformer | 222 | 1-PHASE UNIT | 75 | SINGLE-PHASE | 13.2 KV | 240/480 | 2001408 | #NAME? | 7.6/13.2 | 12
OH Transformer | 222 | 1-PHASE UNIT | 75 | WYE-DELTA | 13.2 KV | 240/480 | 2001408 | #NAME? | 7.6/13.2 | 1
OH Transformer | 222 | 1-PHASE UNIT | 100 | SINGLE-PHASE | 13.2 KV | 120/240 | - | #NAME? | 7.6/13.2 | 1
OH Transformer | 222 | 1-PHASE UNIT | 100 | SINGLE-PHASE | 13.2 KV | 240/480 | - | #NAME? | 7.6/13.2 | 5
OH Transformer | 222 | 1-PHASE UNIT | 100 | SINGLE-PHASE | 13.2 KV | 240/480 | 2001409 | #NAME? | 7.6/13.2 | 5
OH Transformer | 222 | 1-PHASE UNIT | 167 | SINGLE-PHASE | 13.2 KV | 120/240 | - | #NAME? | 7.6/13.2 | 3
OH Transformer | 222 | 1-PHASE UNIT | 167 | SINGLE-PHASE | 13.2 KV | 240/480 | - | #NAME? | 7.6/13.2 | 1
OH Transformer | 222 | 1-PHASE UNIT | 167 | SINGLE-PHASE | 13.2 KV | 240/480 | 2001410 | #NAME? | 7.6/13.2 | 7
OH Transformer | 222 | 3-PHASE BANK | 25 | DELTA-DELTA | 13.2 KV | 240/480 | 2001405 | #NAME? | 7.6/13.2 | 3
OH Transformer | 222 | 3-PHASE BANK | 25 | OPEN DELTA | 13.2 KV | 120/240 | - | #NAME? | 7.6/13.2 | 4
OH Transformer | 222 | 3-PHASE BANK | 25 | OPEN DELTA | 13.2 KV | 240/480 | - | #NAME? | 7.6/13.2 | 6
OH Transformer | 222 | 3-PHASE BANK | 25 | OPEN DELTA | 13.2 KV | 240/480 | 2001405 | #NAME? | 7.6/13.2 | 8
OH Transformer | 222 | 3-PHASE BANK | 25 | SINGLE-PHASE | 13.2 KV | 240/480 | 2001405 | #NAME? | 7.6/13.2 | 6
OH Transformer | 222 | 3-PHASE BANK | 25 | WYE-DELTA | 13.2 KV | 240/480 | - | #NAME? | 7.6/13.2 | 3
OH Transformer | 222 | 3-PHASE BANK | 25 | WYE-DELTA | 13.2 KV | 240/480 | 2001405 | #NAME? | 7.6/13.2 | 50
OH Transformer | 222 | 3-PHASE BANK | 25 | WYE-DELTA | 13.2 KV | 240/480 | 2001406 | #NAME? | 7.6/13.2 | 2
OH Transformer | 222 | 3-PHASE BANK | 25 | WYE-WYE | 13.2 KV | 120/240 | - | #NAME? | 7.6/13.2 | 3
OH Transformer | 222 | 3-PHASE BANK | 25 | WYE-WYE | 13.2 KV | 240/480 | - | #NAME? | 7.6/13.2 | 50
OH Transformer | 222 | 3-PHASE BANK | 25 | WYE-WYE | 13.2 KV | 240/480 | 2001367 | #NAME? | 7.6/13.2 | 1
OH Transformer | 222 | 3-PHASE BANK | 25 | WYE-WYE | 13.2 KV | 240/480 | 2001405 | #NAME? | 7.6/13.2 | 71
OH Transformer | 222 | 3-PHASE BANK | 25 | WYE-WYE | 13.2 KV | 277/480 | - | #NAME? | 7.6/13.2 | 6
OH Transformer | 222 | 3-PHASE BANK | 25 | WYE-WYE | 13.2 KV | 277/480 | 2001405 | #NAME? | 7.6/13.2 | 3
OH Transformer | 222 | 3-PHASE BANK | 37 | OPEN DELTA | 13.2 KV | 120/240 | - | #NAME? | 7.6/13.2 | 2
OH Transformer | 222 | 3-PHASE BANK | 37 | OPEN DELTA | 13.2 KV | 240/480 | - | #NAME? | 7.6/13.2 | 5
OH Transformer | 222 | 3-PHASE BANK | 37 | WYE-DELTA | 13.2 KV | 120/240 | - | #NAME? | 7.6/13.2 | 1
OH Transformer | 222 | 3-PHASE BANK | 37 | WYE-WYE | 13.2 KV | 120/240 | - | #NAME? | 7.6/13.2 | 6
OH Transformer | 222 | 3-PHASE BANK | 37 | WYE-WYE | 13.2 KV | 240/480 | - | #NAME? | 7.6/13.2 | 36
OH Transformer | 222 | 3-PHASE BANK | 37 | WYE-WYE | 13.2 KV | 277/480 | - | #NAME? | 7.6/13.2 | 6
OH Transformer | 222 | 3-PHASE BANK | 37.5 | DELTA-DELTA | 13.2 KV | 240/480 | 2001406 | #NAME? | 7.6/13.2 | 4
OH Transformer | 222 | 3-PHASE BANK | 37.5 | OPEN DELTA | 13.2 KV | 240/480 | 2001406 | #NAME? | 7.6/13.2 | 2
OH Transformer | 222 | 3-PHASE BANK | 37.5 | SINGLE-PHASE | 13.2 KV | 240/480 | 2001406 | #NAME? | 7.6/13.2 | 3
OH Transformer | 222 | 3-PHASE BANK | 37.5 | WYE-DELTA | 13.2 KV | 240/480 | 2001405 | #NAME? | 7.6/13.2 | 1
OH Transformer | 222 | 3-PHASE BANK | 37.5 | WYE-DELTA | 13.2 KV | 240/480 | 2001406 | #NAME? | 7.6/13.2 | 20
OH Transformer | 222 | 3-PHASE BANK | 37.5 | WYE-DELTA | 13.2 KV | 240/480 | 2001407 | #NAME? | 7.6/13.2 | 3
OH Transformer | 222 | 3-PHASE BANK | 37.5 | WYE-WYE | 13.2 KV | 240/480 | 2001406 | #NAME? | 7.6/13.2 | 37
OH Transformer | 222 | 3-PHASE BANK | 50 | OPEN DELTA | 13.2 KV | 240/480 | - | #NAME? | 7.6/13.2 | 2
OH Transformer | 222 | 3-PHASE BANK | 50 | OPEN DELTA | 13.2 KV | 240/480 | 2001407 | #NAME? | 7.6/13.2 | 9
OH Transformer | 222 | 3-PHASE BANK | 50 | OPEN DELTA | 13.2 KV | 277/480 | - | #NAME? | 7.6/13.2 | 2
OH Transformer | 222 | 3-PHASE BANK | 50 | SINGLE-PHASE | 13.2 KV | 240/480 | 2001407 | #NAME? | 7.6/13.2 | 3
OH Transformer | 222 | 3-PHASE BANK | 50 | WYE-DELTA | 13.2 KV | 240/480 | - | #NAME? | 7.6/13.2 | 3
OH Transformer | 222 | 3-PHASE BANK | 50 | WYE-DELTA | 13.2 KV | 240/480 | 2001407 | #NAME? | 7.6/13.2 | 20
OH Transformer | 222 | 3-PHASE BANK | 50 | WYE-DELTA | 13.2 KV | 240/480 | 2001408 | #NAME? | 7.6/13.2 | 6
OH Transformer | 222 | 3-PHASE BANK | 50 | WYE-WYE | 13.2 KV | 120/240 | - | #NAME? | 7.6/13.2 | 6
OH Transformer | 222 | 3-PHASE BANK | 50 | WYE-WYE | 13.2 KV | 240/480 | - | #NAME? | 7.6/13.2 | 21
OH Transformer | 222 | 3-PHASE BANK | 50 | WYE-WYE | 13.2 KV | 240/480 | 2001407 | #NAME? | 7.6/13.2 | 35
OH Transformer | 222 | 3-PHASE BANK | 75 | OPEN DELTA | 13.2 KV | 240/480 | 2001408 | #NAME? | 7.6/13.2 | 2
OH Transformer | 222 | 3-PHASE BANK | 75 | SINGLE-PHASE | 13.2 KV | 240/480 | 2001408 | #NAME? | 7.6/13.2 | 6
OH Transformer | 222 | 3-PHASE BANK | 75 | WYE-DELTA | 13.2 KV | 240/480 | - | #NAME? | 7.6/13.2 | 2
OH Transformer | 222 | 3-PHASE BANK | 75 | WYE-DELTA | 13.2 KV | 240/480 | 2001408 | #NAME? | 7.6/13.2 | 18
OH Transformer | 222 | 3-PHASE BANK | 75 | WYE-DELTA | 13.2 KV | 277/480 | 2001408 | #NAME? | 7.6/13.2 | 3
OH Transformer | 222 | 3-PHASE BANK | 75 | WYE-WYE | 13.2 KV | 120/240 | - | #NAME? | 7.6/13.2 | 6
OH Transformer | 222 | 3-PHASE BANK | 75 | WYE-WYE | 13.2 KV | 240/480 | - | #NAME? | 7.6/13.2 | 21
OH Transformer | 222 | 3-PHASE BANK | 75 | WYE-WYE | 13.2 KV | 240/480 | 2001408 | #NAME? | 7.6/13.2 | 15
OH Transformer | 222 | 3-PHASE BANK | 75 | WYE-WYE | 13.2 KV | 277/480 | 2001408 | #NAME? | 7.6/13.2 | 3
OH Transformer | 222 | 3-PHASE BANK | 100 | WYE-DELTA | 13.2 KV | 240/480 | - | #NAME? | 7.6/13.2 | 1
OH Transformer | 222 | 3-PHASE BANK | 100 | WYE-DELTA | 13.2 KV | 240/480 | 2001409 | #NAME? | 7.6/13.2 | 3
OH Transformer | 222 | 3-PHASE BANK | 100 | WYE-WYE | 13.2 KV | 240/480 | - | #NAME? | 7.6/13.2 | 27
OH Transformer | 222 | 3-PHASE BANK | 100 | WYE-WYE | 13.2 KV | 240/480 | 2001409 | #NAME? | 7.6/13.2 | 12
OH Transformer | 222 | 3-PHASE BANK | 100 | WYE-WYE | 13.2 KV | 277/480 | - | #NAME? | 7.6/13.2 | 3
OH Transformer | 222 | 3-PHASE BANK | 167 | SINGLE-PHASE | 13.2 KV | 240/480 | 2001410 | #NAME? | 7.6/13.2 | 3
OH Transformer | 222 | 3-PHASE BANK | 167 | WYE-WYE | 13.2 KV | 240/480 | - | #NAME? | 7.6/13.2 | 9
OH Transformer | 222 | 3-PHASE BANK | 167 | WYE-WYE | 13.2 KV | 240/480 | 2001410 | #NAME? | 7.6/13.2 | 3
OH Transformer | 222 | 3-PHASE BANK | 167 | WYE-WYE | 13.2 KV | 277/480 | 2001424 | #NAME? | 7.6/13.2 | 2
OH Transformer | 222 | 3-PHASE BANK | 250 | WYE-WYE | 13.2 KV | 277/480 | - | #NAME? | 7.6/13.2 | 3
OH Transformer | 222 | 3-PHASE UNIT | 25 | WYE-WYE | 13.2 KV | 240/480 | 2001405 | #NAME? | 7.6/13.2 | 2
OH Transformer | 222 | 3-PHASE UNIT | 50 | WYE-DELTA | 13.2 KV | 240/480 | 2001407 | #NAME? | 7.6/13.2 | 3
OH Transformer | 222 | BANKED SINGLE PHASE | 25 | SINGLE-PHASE | 13.2 KV | 120/240 | 2001365 | #NAME? | 7.6/13.2 | 1
OH Transformer | 223 | 1-PHASE UNIT | 25 | SINGLE-PHASE | 13.2 KV | 120/240 | - | #NAME? | 14.4/24.9 | 1
OH Transformer | 223 | 3-PHASE BANK | 25 | WYE-DELTA | 13.2 KV | 240/480 | 2001414 | #NAME? | 14.4/24.9 | 3
OH Transformer | 227 | 3-PHASE BANK | 50 | WYE-WYE | 13.2 KV | 120/240 | - | #NAME? | 2.4/4.1 x 7.6/13.2 | 3
OH Transformer | 227 | 3-PHASE BANK | 50 | WYE-WYE | 13.2 KV | 277/480 | - | #NAME? | 2.4/4.1 x 7.6/13.2 | 3
OH Transformer | 227 | 3-PHASE BANK | 100 | WYE-WYE | 13.2 KV | 277/480 | - | #NAME? | 2.4/4.1 x 7.6/13.2 | 3
OH Transformer | 227 | 3-PHASE BANK | 167 | WYE-WYE | 13.2 KV | 277/480 | 2001424 | #NAME? | 2.4/4.1 x 7.6/13.2 | 1
OH Transformer | 230 | 1-PHASE UNIT | 25 | SINGLE-PHASE | 13.2 KV | 120/240 | - | #NAME? | 7.6/13.2 | 1
OH Transformer | 230 | 1-PHASE UNIT | 25 | SINGLE-PHASE | 13.2 KV | 240/480 | - | #NAME? | 7.6/13.2 | 1
OH Transformer | 230 | 1-PHASE UNIT | 25 | SINGLE-PHASE | 13.2 KV | 277/480 | - | #NAME? | 7.6/13.2 | 1
OH Transformer | 230 | 1-PHASE UNIT | 25 | SINGLE-PHASE | 13.2 KV | 277/480 | 2001425 | #NAME? | 7.6/13.2 | 2
OH Transformer | 230 | 1-PHASE UNIT | 37.5 | SINGLE-PHASE | 13.2 KV | 277/480 | 2001426 | #NAME? | 7.6/13.2 | 1
OH Transformer | 230 | 1-PHASE UNIT | 50 | SINGLE-PHASE | 13.2 KV | 120/240 | - | #NAME? | 7.6/13.2 | 1
OH Transformer | 230 | 1-PHASE UNIT | 100 | SINGLE-PHASE | 13.2 KV | 120/240 | - | #NAME? | 7.6/13.2 | 2
OH Transformer | 230 | 1-PHASE UNIT | 167 | SINGLE-PHASE | 13.2 KV | 120/240 | - | #NAME? | 7.6/13.2 | 1
OH Transformer | 230 | 1-PHASE UNIT | 167 | SINGLE-PHASE | 13.2 KV | 277/480 | 2001430 | #NAME? | 7.6/13.2 | 1
OH Transformer | 230 | 3-PHASE BANK | 25 | DELTA-DELTA | 13.2 KV | 277/480 | 2001425 | #NAME? | 7.6/13.2 | 3
OH Transformer | 230 | 3-PHASE BANK | 25 | DELTA-WYE | 13.2 KV | 277/480 | 2001425 | #NAME? | 7.6/13.2 | 12
OH Transformer | 230 | 3-PHASE BANK | 25 | OPEN DELTA | 13.2 KV | 277/480 | 2001425 | #NAME? | 7.6/13.2 | 18
OH Transformer | 230 | 3-PHASE BANK | 25 | SINGLE-PHASE | 13.2 KV | 277/480 | 2001425 | #NAME? | 7.6/13.2 | 81
OH Transformer | 230 | 3-PHASE BANK | 25 | UNKNOWN | 13.2 KV | 277/480 | 2001425 | #NAME? | 7.6/13.2 | 3
OH Transformer | 230 | 3-PHASE BANK | 25 | WYE-DELTA | 13.2 KV | 120/240 | 2001366 | #NAME? | 7.6/13.2 | 1
OH Transformer | 230 | 3-PHASE BANK | 25 | WYE-DELTA | 13.2 KV | 277/480 | 2001425 | #NAME? | 7.6/13.2 | 57
OH Transformer | 230 | 3-PHASE BANK | 25 | WYE-DELTA | 13.2 KV | 277/480 | 2001426 | #NAME? | 7.6/13.2 | 1
OH Transformer | 230 | 3-PHASE BANK | 25 | WYE-WYE | 13.2 KV | 120/240 | 2001425 | #NAME? | 7.6/13.2 | 93
OH Transformer | 230 | 3-PHASE BANK | 25 | WYE-WYE | 13.2 KV | 240/480 | - | #NAME? | 7.6/13.2 | 1
OH Transformer | 230 | 3-PHASE BANK | 25 | WYE-WYE | 13.2 KV | 277/480 | 2001367 | #NAME? | 7.6/13.2 | 4
OH Transformer | 230 | 3-PHASE BANK | 25 | WYE-WYE | 13.2 KV | 277/480 | 2001425 | #NAME? | 7.6/13.2 | 1283
OH Transformer | 230 | 3-PHASE BANK | 25 | WYE-WYE | 13.2 KV | 277/480 | 2001426 | #NAME? | 7.6/13.2 | 4
OH Transformer | 230 | 3-PHASE BANK | 25 | WYE-WYE | 13.2 KV | 480Y/277 | 2001425 | #NAME? | 7.6/13.2 | 5
OH Transformer | 230 | 3-PHASE BANK | 37 | SINGLE-PHASE | 13.2 KV | 277/480 | 2001426 | #NAME? | 7.6/13.2 | 2
OH Transformer | 230 | 3-PHASE BANK | 37 | WYE-DELTA | 13.2 KV | 277/480 | 2001426 | #NAME? | 7.6/13.2 | 3
OH Transformer | 230 | 3-PHASE BANK | 37 | WYE-WYE | 13.2 KV | 120/240 | 2001426 | #NAME? | 7.6/13.2 | 30
OH Transformer | 230 | 3-PHASE BANK | 37 | WYE-WYE | 13.2 KV | 277/480 | 2001426 | #NAME? | 7.6/13.2 | 154
OH Transformer | 230 | 3-PHASE BANK | 37.5 | DELTA-WYE | 13.2 KV | 277/480 | 2001426 | #NAME? | 7.6/13.2 | 3
OH Transformer | 230 | 3-PHASE BANK | 37.5 | SINGLE-PHASE | 13.2 KV | 277/480 | 2001426 | #NAME? | 7.6/13.2 | 16
OH Transformer | 230 | 3-PHASE BANK | 37.5 | WYE-DELTA | 13.2 KV | 277/480 | 2001426 | #NAME? | 7.6/13.2 | 67
OH Transformer | 230 | 3-PHASE BANK | 37.5 | WYE-WYE | 13.2 KV | 277/480 | 2001426 | #NAME? | 7.6/13.2 | 362
OH Transformer | 230 | 3-PHASE BANK | 37.5 | WYE-WYE | 13.2 KV | 480Y/277 | 2001426 | #NAME? | 7.6/13.2 | 3
OH Transformer | 230 | 3-PHASE BANK | 50 | DELTA-DELTA | 13.2 KV | 277/480 | 2001427 | #NAME? | 7.6/13.2 | 3
OH Transformer | 230 | 3-PHASE BANK | 50 | DELTA-WYE | 13.2 KV | 277/480 | 2001427 | #NAME? | 7.6/13.2 | 9
OH Transformer | 230 | 3-PHASE BANK | 50 | OPEN DELTA | 13.2 KV | 277/480 | 2001427 | #NAME? | 7.6/13.2 | 5
OH Transformer | 230 | 3-PHASE BANK | 50 | SINGLE-PHASE | 13.2 KV | 277/480 | 2001427 | #NAME? | 7.6/13.2 | 36
OH Transformer | 230 | 3-PHASE BANK | 50 | WYE-DELTA | 13.2 KV | 120/240 | 2001427 | #NAME? | 7.6/13.2 | 2
OH Transformer | 230 | 3-PHASE BANK | 50 | WYE-DELTA | 13.2 KV | 277/480 | 2001427 | #NAME? | 7.6/13.2 | 22
OH Transformer | 230 | 3-PHASE BANK | 50 | WYE-DELTA | 13.2 KV | 277/480 | 2001428 | #NAME? | 7.6/13.2 | 2
OH Transformer | 230 | 3-PHASE BANK | 50 | WYE-WYE | 13.2 KV | 120/240 | 2001427 | #NAME? | 7.6/13.2 | 33
OH Transformer | 230 | 3-PHASE BANK | 50 | WYE-WYE | 13.2 KV | 277/480 | 2001427 | #NAME? | 7.6/13.2 | 621
OH Transformer | 230 | 3-PHASE BANK | 75 | SINGLE-PHASE | 13.2 KV | 277/480 | 2001427 | #NAME? | 7.6/13.2 | 6
OH Transformer | 230 | 3-PHASE BANK | 75 | SINGLE-PHASE | 13.2 KV | 277/480 | 2001428 | #NAME? | 7.6/13.2 | 9
OH Transformer | 230 | 3-PHASE BANK | 75 | WYE-DELTA | 13.2 KV | 120/240 | 2001427 | #NAME? | 7.6/13.2 | 1
OH Transformer | 230 | 3-PHASE BANK | 75 | WYE-DELTA | 13.2 KV | 277/480 | 2001427 | #NAME? | 7.6/13.2 | 10
OH Transformer | 230 | 3-PHASE BANK | 75 | WYE-DELTA | 13.2 KV | 277/480 | 2001428 | #NAME? | 7.6/13.2 | 19
OH Transformer | 230 | 3-PHASE BANK | 75 | WYE-WYE | 13.2 KV | 120/240 | - | #NAME? | 7.6/13.2 | 36
OH Transformer | 230 | 3-PHASE BANK | 75 | WYE-WYE | 13.2 KV | 277/480 | - | #NAME? | 7.6/13.2 | 136
OH Transformer | 230 | 3-PHASE BANK | 75 | WYE-WYE | 13.2 KV | 277/480 | 2001370 | #NAME? | 7.6/13.2 | 2
OH Transformer | 230 | 3-PHASE BANK | 75 | WYE-WYE | 13.2 KV | 277/480 | 2001427 | #NAME? | 7.6/13.2 | 149
OH Transformer | 230 | 3-PHASE BANK | 75 | WYE-WYE | 13.2 KV | 277/480 | 2001428 | #NAME? | 7.6/13.2 | 103
OH Transformer | 230 | 3-PHASE BANK | 75 | WYE-WYE | 13.2 KV | 480Y/277 | 2001427 | #NAME? | 7.6/13.2 | 3
OH Transformer | 230 | 3-PHASE BANK | 100 | SINGLE-PHASE | 13.2 KV | 277/480 | 2001429 | #NAME? | 7.6/13.2 | 44
OH Transformer | 230 | 3-PHASE BANK | 100 | WYE-DELTA | 13.2 KV | 277/480 | 2001427 | #NAME? | 7.6/13.2 | 1
OH Transformer | 230 | 3-PHASE BANK | 100 | WYE-DELTA | 13.2 KV | 277/480 | 2001429 | #NAME? | 7.6/13.2 | 13
OH Transformer | 230 | 3-PHASE BANK | 100 | WYE-DELTA | 13.2 KV | 277/480 | 2001430 | #NAME? | 7.6/13.2 | 6
OH Transformer | 230 | 3-PHASE BANK | 100 | WYE-WYE | 13.2 KV | 120/240 | 2001429 | #NAME? | 7.6/13.2 | 27
OH Transformer | 230 | 3-PHASE BANK | 100 | WYE-WYE | 13.2 KV | 277/480 | 2001429 | #NAME? | 7.6/13.2 | 337
OH Transformer | 230 | 3-PHASE BANK | 167 | DELTA-WYE | 13.2 KV | 277/480 | 2001430 | #NAME? | 7.6/13.2 | 3
OH Transformer | 230 | 3-PHASE BANK | 167 | SINGLE-PHASE | 13.2 KV | 277/480 | 2001430 | #NAME? | 7.6/13.2 | 6
OH Transformer | 230 | 3-PHASE BANK | 167 | WYE-DELTA | 13.2 KV | 277/480 | 2001430 | #NAME? | 7.6/13.2 | 9
OH Transformer | 230 | 3-PHASE BANK | 167 | WYE-WYE | 13.2 KV | 120/240 | 2001430 | #NAME? | 7.6/13.2 | 9
OH Transformer | 230 | 3-PHASE BANK | 167 | WYE-WYE | 13.2 KV | 277/480 | 2001430 | #NAME? | 7.6/13.2 | 187
OH Transformer | 230 | 3-PHASE BANK | 250 | WYE-WYE | 13.2 KV | 277/480 | - | #NAME? | 7.6/13.2 | 9
OH Transformer | 230 | 3-PHASE BANK | 250 | WYE-WYE | 13.2 KV | 277/480 | 2001431 | #NAME? | 7.6/13.2 | 6
OH Transformer | 230 | 3-PHASE BANK | 333 | WYE-WYE | 13.2 KV | 277/480 | 2001432 | #NAME? | 7.6/13.2 | 3
OH Transformer | 230 | 3-PHASE UNIT | 25 | SINGLE-PHASE | 13.2 KV | 277/480 | 2001425 | #NAME? | 7.6/13.2 | 3
OH Transformer | 230 | 3-PHASE UNIT | 25 | WYE-DELTA | 13.2 KV | 277/480 | 2001425 | #NAME? | 7.6/13.2 | 6
OH Transformer | 230 | 3-PHASE UNIT | 25 | WYE-WYE | 13.2 KV | 277/480 | 2001425 | #NAME? | 7.6/13.2 | 25
OH Transformer | 230 | 3-PHASE UNIT | 37.5 | SINGLE-PHASE | 13.2 KV | 277/480 | 2001426 | #NAME? | 7.6/13.2 | 1
OH Transformer | 230 | 3-PHASE UNIT | 37.5 | WYE-DELTA | 13.2 KV | 277/480 | 2001426 | #NAME? | 7.6/13.2 | 1
OH Transformer | 230 | 3-PHASE UNIT | 37.5 | WYE-WYE | 13.2 KV | 277/480 | 2001426 | #NAME? | 7.6/13.2 | 10
OH Transformer | 230 | 3-PHASE UNIT | 50 | WYE-WYE | 13.2 KV | 277/480 | 2001427 | #NAME? | 7.6/13.2 | 13
OH Transformer | 230 | 3-PHASE UNIT | 75 | WYE-WYE | 13.2 KV | 277/480 | 2001427 | #NAME? | 7.6/13.2 | 1
OH Transformer | 230 | 3-PHASE UNIT | 75 | WYE-WYE | 13.2 KV | 277/480 | 2001428 | #NAME? | 7.6/13.2 | 3
OH Transformer | 230 | 3-PHASE UNIT | 100 | SINGLE-PHASE | 13.2 KV | 277/480 | 2001429 | #NAME? | 7.6/13.2 | 1
OH Transformer | 230 | 3-PHASE UNIT | 100 | WYE-WYE | 13.2 KV | 277/480 | 2001429 | #NAME? | 7.6/13.2 | 1
OH Transformer | 230 | BANKED SINGLE PHASE | 37.5 | OPEN DELTA | 13.2 KV | 277/480 | 2001426 | #NAME? | 7.6/13.2 | 3
OH Transformer | 230 | BANKED SINGLE PHASE | 100 | DELTA-WYE | 13.2 KV | 277/480 | 2001429 | #NAME? | 7.6/13.2 | 3
OH Transformer | 234 | 1-PHASE UNIT | 100 | SINGLE-PHASE | 13.2 KV | 120/240 | - | #NAME? | 7.6/13.2 | 1
OH Transformer | 234 | 1-PHASE UNIT | 250 | SINGLE-PHASE | 13.2 KV | 120/240 | - | #NAME? | 7.6/13.2 | 1
OH Transformer | 234 | 3-PHASE BANK | 37 | WYE-WYE | 13.2 KV | 2400/4160 | - | #NAME? | 7.6/13.2 | 3
OH Transformer | 234 | 3-PHASE BANK | 50 | WYE-DELTA | 13.2 KV | 2400/4160 | - | #NAME? | 7.6/13.2 | 1
OH Transformer | 234 | 3-PHASE BANK | 50 | WYE-WYE | 13.2 KV | 120/240 | - | #NAME? | 7.6/13.2 | 3
OH Transformer | 234 | 3-PHASE BANK | 100 | WYE-DELTA | 13.2 KV | 2400/4160 | - | #NAME? | 7.6/13.2 | 2
OH Transformer | 234 | 3-PHASE BANK | 167 | WYE-WYE | 13.2 KV | 4160Y/2400 | 2001447 | #NAME? | 7.6/13.2 | 3
OH Transformer | 234 | 3-PHASE BANK | 250 | WYE-WYE | 13.2 KV | 2400/4160 | - | #NAME? | 7.6/13.2 | 3
OH Transformer | 235 | 3-PHASE BANK | 500 | WYE-WYE | 13.2 KV | 4160Y/2400 | 2001456 | #NAME? | 13.2/22.8 | 3
OH Transformer | 235 | 3-PHASE BANK | 833 | WYE-WYE | 13.2 KV | 4160Y/2400 | - | #NAME? | 13.2/22.8 | 3
OH Transformer | 235 | 3-PHASE BANK | 1000 | WYE-WYE | 13.2 KV | 277/480 | - | #NAME? | 13.2/22.8 | 1
OH Transformer | 239 | 3-PHASE BANK | 1250 | WYE-WYE | 13.2 KV | 4160Y/2400 | - | #NAME? | 7.6/13.2 | 3
OH Transformer | 240 | 1-PHASE UNIT | 50 | SINGLE-PHASE | 13.2 KV | 120/240 | - | #NAME? | 13.2/22.8 | 1
OH Transformer | 243 | 3-PHASE BANK | 25 | WYE-WYE | 13.2 KV | 120/208 | - | #NAME? | 4.1/2.4 | 3
OH Transformer | 244 | 3-PHASE BANK | 25 | WYE-WYE | 13.2 KV | 120 | 2001339 | #NAME? | 13.2 | 2
OH Transformer | 244 | 3-PHASE BANK | 167 | WYE-WYE | 13.2 KV | 120/208 | - | #NAME? | 13.2 | 3
OH Transformer | 244 | 3-PHASE BANK | 500 | SINGLE-PHASE | 13.2 KV | 120/208 | - | #NAME? | 13.2 | 1
OH Transformer | 244 | 3-PHASE BANK | 500 | WYE-WYE | 13.2 KV | 120/208 | - | #NAME? | 13.2 | 1
OH Transformer | 246 | 3-PHASE BANK | 250 | WYE-WYE | 13.2 KV | 120/240 | - | #NAME? | 13.2 | 3
OH Transformer | 254 | 1-PHASE UNIT | 25 | SINGLE-PHASE | 13.2 KV | 120/240 | - | #NAME? | 4.8/7.6 | 1
OH Transformer | 254 | 1-PHASE UNIT | 37 | SINGLE-PHASE | 13.2 KV | 120/240 | - | #NAME? | 4.8/7.6 | 1
OH Transformer | 255 | 1-PHASE UNIT | 5 | SINGLE-PHASE | 13.2 KV | 120/240 | - | #NAME? | 7.6 | 7
OH Transformer | 255 | 1-PHASE UNIT | 10 | SINGLE-PHASE | 13.2 KV | 120/240 | - | #NAME? | 7.6 | 4
OH Transformer | 255 | 1-PHASE UNIT | 10 | SINGLE-PHASE | 13.2 KV | 120/240 | 2001346 | #NAME? | 7.6 | 87
OH Transformer | 255 | 1-PHASE UNIT | 15 | SINGLE-PHASE | 13.2 KV | 120/240 | - | #NAME? | 7.6 | 14
OH Transformer | 255 | 1-PHASE UNIT | 15 | SINGLE-PHASE | 13.2 KV | 120/240 | 2001486 | #NAME? | 7.6 | 112
OH Transformer | 255 | 1-PHASE UNIT | 25 | SINGLE-PHASE | 13.2 KV | 120/240 | - | #NAME? | 7.6 | 11
OH Transformer | 255 | 1-PHASE UNIT | 25 | SINGLE-PHASE | 13.2 KV | 120/240 | 2001487 | #NAME? | 7.6 | 199
OH Transformer | 255 | 1-PHASE UNIT | 37 | SINGLE-PHASE | 13.2 KV | 120/240 | - | #NAME? | 7.6 | 4
OH Transformer | 255 | 1-PHASE UNIT | 37 | SINGLE-PHASE | 13.2 KV | 120/240 | 2001349 | #NAME? | 7.6 | 127
OH Transformer | 255 | 1-PHASE UNIT | 37.5 | SINGLE-PHASE | 13.2 KV | 120/240 | 2001349 | #NAME? | 7.6 | 7
OH Transformer | 255 | 1-PHASE UNIT | 50 | SINGLE-PHASE | 13.2 KV | 120/240 | - | #NAME? | 7.6 | 3
OH Transformer | 255 | 1-PHASE UNIT | 50 | SINGLE-PHASE | 13.2 KV | 120/240 | 2001350 | #NAME? | 7.6 | 41
OH Transformer | 255 | 3-PHASE BANK | 5 | OPEN DELTA | 13.2 KV | 120/240 | - | #NAME? | 7.6 | 1
OH Transformer | 255 | 3-PHASE BANK | 10 | OPEN DELTA | 13.2 KV | 120/240 | - | #NAME? | 7.6 | 9
OH Transformer | 255 | 3-PHASE BANK | 10 | OPEN DELTA | 13.2 KV | 120/240 | 2001366 | #NAME? | 7.6 | 1
OH Transformer | 255 | 3-PHASE BANK | 10 | OPEN DELTA | 13.2 KV | 120/240 | 2001367 | #NAME? | 7.6 | 1
OH Transformer | 255 | 3-PHASE BANK | 10 | OPEN DELTA | 13.2 KV | 120/240 | 2001487 | #NAME? | 7.6 | 2
OH Transformer | 255 | 3-PHASE BANK | 15 | OPEN DELTA | 13.2 KV | 120/240 | - | #NAME? | 7.6 | 1
OH Transformer | 255 | 3-PHASE BANK | 15 | OPEN DELTA | 13.2 KV | 120/240 | 2001349 | #NAME? | 7.6 | 1
OH Transformer | 255 | 3-PHASE BANK | 15 | OPEN DELTA | 13.2 KV | 120/240 | 2001350 | #NAME? | 7.6 | 2
OH Transformer | 255 | 3-PHASE BANK | 15 | OPEN DELTA | 13.2 KV | 120/240 | 2001366 | #NAME? | 7.6 | 1
OH Transformer | 255 | 3-PHASE BANK | 15 | OPEN DELTA | 13.2 KV | 120/240 | 2001486 | #NAME? | 7.6 | 10
OH Transformer | 255 | 3-PHASE BANK | 15 | OPEN DELTA | 13.2 KV | 120/240 | 2001487 | #NAME? | 7.6 | 1
OH Transformer | 255 | 3-PHASE BANK | 15 | WYE-DELTA | 13.2 KV | 120/240 | 2001366 | #NAME? | 7.6 | 1
OH Transformer | 255 | 3-PHASE BANK | 25 | OPEN DELTA | 13.2 KV | 120/240 | - | #NAME? | 7.6 | 3
OH Transformer | 255 | 3-PHASE BANK | 25 | OPEN DELTA | 13.2 KV | 120/240 | 2001350 | #NAME? | 7.6 | 1
OH Transformer | 255 | 3-PHASE BANK | 25 | OPEN DELTA | 13.2 KV | 120/240 | 2001367 | #NAME? | 7.6 | 1
OH Transformer | 255 | 3-PHASE BANK | 25 | OPEN DELTA | 13.2 KV | 120/240 | 2001486 | #NAME? | 7.6 | 1
OH Transformer | 255 | 3-PHASE BANK | 25 | OPEN DELTA | 13.2 KV | 120/240 | 2001487 | #NAME? | 7.6 | 6
OH Transformer | 255 | 3-PHASE BANK | 25 | SINGLE-PHASE | 13.2 KV | 120/240 | 2001487 | #NAME? | 7.6 | 2
OH Transformer | 255 | 3-PHASE BANK | 25 | WYE-DELTA | 13.2 KV | 120/240 | 2001367 | #NAME? | 7.6 | 1
OH Transformer | 255 | 3-PHASE BANK | 37 | OPEN DELTA | 13.2 KV | 120/240 | - | #NAME? | 7.6 | 6
OH Transformer | 255 | 3-PHASE BANK | 37 | OPEN DELTA | 13.2 KV | 120/240 | 2001366 | #NAME? | 7.6 | 1
OH Transformer | 255 | 3-PHASE BANK | 37 | OPEN DELTA | 13.2 KV | 120/240 | 2001486 | #NAME? | 7.6 | 2
OH Transformer | 255 | 3-PHASE BANK | 37 | OPEN DELTA | 13.2 KV | 120/240 | 2001487 | #NAME? | 7.6 | 2
OH Transformer | 255 | 3-PHASE BANK | 37.5 | OPEN DELTA | 13.2 KV | 120/240 | 2001349 | #NAME? | 7.6 | 1
OH Transformer | 255 | 3-PHASE BANK | 50 | OPEN DELTA | 13.2 KV | 120/240 | 2001350 | #NAME? | 7.6 | 4
OH Transformer | 255 | 3-PHASE BANK | 50 | OPEN DELTA | 13.2 KV | 120/240 | 2001370 | #NAME? | 7.6 | 1
OH Transformer | 255 | 3-PHASE BANK | 50 | OPEN DELTA | 13.2 KV | 120/240 | 2001486 | #NAME? | 7.6 | 1
OH Transformer | 255 | 3-PHASE BANK | 50 | OPEN DELTA | 13.2 KV | 120/240 | 2001487 | #NAME? | 7.6 | 1
OH Transformer | 257 | 3-PHASE BANK | 1000 | SINGLE-PHASE | 13.2 KV | 120/240 | - | #NAME? | 13.2 Delta | 3
OH Transformer | 257 | 3-PHASE BANK | 1000 | WYE-WYE | 13.2 KV | 120/240 | - | #NAME? | 13.2 Delta | 1
OH Transformer | 262 | 1-PHASE UNIT | 25 | SINGLE-PHASE | 13.2 KV | 120/240 | - | #NAME? | 13.2GRDY/7.6 | 8
OH Transformer | 262 | 1-PHASE UNIT | 37 | SINGLE-PHASE | 13.2 KV | 120/240 | - | #NAME? | 13.2GRDY/7.6 | 11
OH Transformer | 262 | 1-PHASE UNIT | 50 | SINGLE-PHASE | 13.2 KV | 120/240 | - | #NAME? | 13.2GRDY/7.6 | 2
OH Transformer | 262 | 3-PHASE BANK | 167 | WYE-WYE | 13.2 KV | 120/240 | - | #NAME? | 13.2GRDY/7.6 | 3
OH Transformer | 263 | 1-PHASE UNIT | 25 | SINGLE-PHASE | 13.2 KV | 120/240 | - | #NAME? | 13.2GRDY/7.6 | 1
OH Transformer | 267 | 3-PHASE BANK | 25 | SINGLE-PHASE | 13.2 KV | 120/240 | - | #NAME? | 13.2GRDY/7.6 | 1
UG Transformer | 0 | 1-PHASE UNIT | 0 | SINGLE-PHASE | 13.2 KV | - | - | #NAME? | UNKNOWN | 4
UG Transformer | 0 | 1-PHASE UNIT | 0 | SINGLE-PHASE | 13.2 KV | 120/240 | - | #NAME? | UNKNOWN | 4
UG Transformer | 0 | 1-PHASE UNIT | 0 | WYE-WYE | 13.2 KV | 120/208 | - | #NAME? | UNKNOWN | 1
UG Transformer | 0 | 3-PHASE UNIT | 0 | SINGLE-PHASE | 13.2 KV | - | - | #NAME? | UNKNOWN | 1
UG Transformer | 0 | 3-PHASE UNIT | 0 | WYE-WYE | 13.2 KV | 277/480 | - | #NAME? | UNKNOWN | 3
UG Transformer | 0 | 3-PHASE UNIT | 75 | WYE-DELTA | 13.2 KV | 120/240 | - | #NAME? | UNKNOWN | 1
UG Transformer | 0 | 3-PHASE UNIT | 100 | WYE-WYE | 13.2 KV | 277/480 | - | #NAME? | UNKNOWN | 3
UG Transformer | 0 | 3-PHASE UNIT | 112 | WYE-DELTA | 13.2 KV | 120/240 | - | #NAME? | UNKNOWN | 1
UG Transformer | 0 | 3-PHASE UNIT | 150 | WYE-DELTA | 13.2 KV | 120/240 | - | #NAME? | UNKNOWN | 1
UG Transformer | 0 | 3-PHASE UNIT | 225 | WYE-DELTA | 13.2 KV | 120/240 | - | #NAME? | UNKNOWN | 1
UG Transformer | 0 | 3-PHASE UNIT | 333 | WYE-DELTA | 13.2 KV | 4160Y/2400 | - | #NAME? | UNKNOWN | 3
UG Transformer | 0 | 3-PHASE UNIT | 500 | WYE-DELTA | 13.2 KV | 120/240 | - | #NAME? | UNKNOWN | 5
UG Transformer | 0 | 3-PHASE UNIT | 750 | WYE-DELTA | 13.2 KV | 120/208 | - | #NAME? | UNKNOWN | 2
UG Transformer | 0 | 3-PHASE UNIT | 750 | WYE-DELTA | 13.2 KV | 120/240 | - | #NAME? | UNKNOWN | 4
UG Transformer | 0 | 3-PHASE UNIT | 1000 | WYE-DELTA | 13.2 KV | 120/208 | - | #NAME? | UNKNOWN | 1
UG Transformer | 0 | 3-PHASE UNIT | 1000 | WYE-DELTA | 13.2 KV | 120/240 | - | #NAME? | UNKNOWN | 1
UG Transformer | 0 | 3-PHASE UNIT | 1250 | WYE-DELTA | 13.2 KV | 120/240 | - | #NAME? | UNKNOWN | 3
UG Transformer | 0 | 3-PHASE UNIT | 1500 | WYE-DELTA | 13.2 KV | 120/240 | - | #NAME? | UNKNOWN | 1
UG Transformer | 0 | 3-PHASE UNIT | 1500 | WYE-DELTA | 13.2 KV | 277/480 | - | #NAME? | UNKNOWN | 1
UG Transformer | 0 | 3-PHASE UNIT | 2000 | WYE-DELTA | 13.2 KV | 120/240 | - | #NAME? | UNKNOWN | 1
UG Transformer | 0 | 3-PHASE UNIT | 2000 | WYE-WYE | 13.2 KV | 277/480 | - | #NAME? | UNKNOWN | 2
UG Transformer | 0 | 3-PHASE UNIT | 2500 | WYE-DELTA | 13.2 KV | 120/240 | - | #NAME? | UNKNOWN | 1
UG Transformer | 0 | 3-PHASE UNIT | 4000 | WYE-DELTA | 13.2 KV | 120/240 | - | #NAME? | UNKNOWN | 1
UG Transformer | 0 | DUMMY | 0 | SINGLE-PHASE | 13.2 KV | - | - | #NAME? | UNKNOWN | 1
UG Transformer | 0 | DUMMY | 0 | SINGLE-PHASE | 13.2 KV | 120/240 | - | #NAME? | UNKNOWN | 19
UG Transformer | 0 | DUMMY | 0 | WYE-DELTA | 13.2 KV | 120/240 | - | #NAME? | UNKNOWN | 1
UG Transformer | 0 | DUMMY | 0 | WYE-WYE | 13.2 KV | 120/208 | - | #NAME? | UNKNOWN | 2
UG Transformer | 0 | DUMMY | 0 | WYE-WYE | 13.2 KV | 120/240 | - | #NAME? | UNKNOWN | 3
UG Transformer | 0 | DUMMY | 0 | WYE-WYE | 13.2 KV | 277/480 | - | #NAME? | UNKNOWN | 1
UG Transformer | 0 | DUMMY | 75 | WYE-DELTA | 13.2 KV | 120/240 | - | #NAME? | UNKNOWN | 1
UG Transformer | 202 | 1-PHASE UNIT | 37 | SINGLE-PHASE | 13.2 KV | 120/240 | - | #NAME? | 2.4/4.1 x 7.6/13.2 | 1
UG Transformer | 205 | 3-PHASE UNIT | 75 | WYE-WYE | 13.2 KV | 120/240 | - | #NAME? | 7.6/13.2 | 1
UG Transformer | 205 | TRANSCLOSURE | 25 | WYE-DELTA | 13.2 KV | 120/240 | - | #NAME? | 7.6/13.2 | 3
UG Transformer | 205 | TRANSCLOSURE | 75 | WYE-DELTA | 13.2 KV | 120 | 2001342 | #NAME? | 7.6/13.2 | 2
UG Transformer | 205 | TRANSCLOSURE | 75 | WYE-DELTA | 13.2 KV | 120/208 | - | #NAME? | 7.6/13.2 | 3
UG Transformer | 205 | TRANSCLOSURE | 75 | WYE-WYE | 13.2 KV | 120/208 | - | #NAME? | 7.6/13.2 | 3
UG Transformer | 205 | TRANSCLOSURE | 100 | WYE-DELTA | 13.2 KV | 120/208 | - | #NAME? | 7.6/13.2 | 6
UG Transformer | 205 | TRANSCLOSURE | 100 | WYE-DELTA | 13.2 KV | 120/240 | 2001343 | #NAME? | 7.6/13.2 | 3
UG Transformer | 205 | TRANSCLOSURE | 100 | WYE-WYE | 13.2 KV | 120/208 | 2001343 | #NAME? | 7.6/13.2 | 3
UG Transformer | 205 | TRANSCLOSURE | 167 | WYE-DELTA | 13.2 KV | 120/208 | - | #NAME? | 7.6/13.2 | 12
UG Transformer | 205 | TRANSCLOSURE | 250 | WYE-DELTA | 13.2 KV | 120/208 | - | #NAME? | 7.6/13.2 | 3
UG Transformer | 205 | TRANSCLOSURE | 333 | WYE-DELTA | 13.2 KV | 120/208 | - | #NAME? | 7.6/13.2 | 3
UG Transformer | 210 | 1-PHASE UNIT | 25 | SINGLE-PHASE | 13.2 KV | 120/240 | - | #NAME? | 2.4/4.1 x 7.6/13.2 | 1
UG Transformer | 210 | 1-PHASE UNIT | 75 | SINGLE-PHASE | 13.2 KV | 120/240 | - | #NAME? | 2.4/4.1 x 7.6/13.2 | 1
UG Transformer | 210 | TRANSCLOSURE | 37 | WYE-DELTA | 13.2 KV | 120/240 | 2001368 | #NAME? | 2.4/4.1 x 7.6/13.2 | 1
UG Transformer | 210 | TRANSCLOSURE | 50 | SINGLE-PHASE | 13.2 KV | 120/240 | - | #NAME? | 2.4/4.1 x 7.6/13.2 | 1
UG Transformer | 210 | TRANSCLOSURE | 50 | WYE-DELTA | 13.2 KV | 120/240 | 2001368 | #NAME? | 2.4/4.1 x 7.6/13.2 | 1
UG Transformer | 210 | TRANSCLOSURE | 75 | WYE-DELTA | 13.2 KV | 120/240 | - | #NAME? | 2.4/4.1 x 7.6/13.2 | 1
UG Transformer | 210 | TRANSCLOSURE | 100 | SINGLE-PHASE | 13.2 KV | 120/240 | - | #NAME? | 2.4/4.1 x 7.6/13.2 | 4
UG Transformer | 210 | TRANSCLOSURE | 100 | WYE-DELTA | 13.2 KV | 120/240 | - | #NAME? | 2.4/4.1 x 7.6/13.2 | 1
UG Transformer | 210 | TRANSCLOSURE | 167 | SINGLE-PHASE | 13.2 KV | 120/240 | - | #NAME? | 2.4/4.1 x 7.6/13.2 | 2
UG Transformer | 210 | TRANSCLOSURE | 250 | WYE-DELTA | 13.2 KV | 120/240 | - | #NAME? | 2.4/4.1 x 7.6/13.2 | 1
UG Transformer | 212 | 1-PHASE UNIT | 37 | SINGLE-PHASE | 13.2 KV | 120/240 | - | #NAME? | 4.8/8.3 x 7.6/13.2 | 1
UG Transformer | 212 | 1-PHASE UNIT | 50 | SINGLE-PHASE | 13.2 KV | 120/240 | - | #NAME? | 4.8/8.3 x 7.6/13.2 | 2
UG Transformer | 212 | 1-PHASE UNIT | 75 | SINGLE-PHASE | 13.2 KV | 120/240 | - | #NAME? | 4.8/8.3 x 7.6/13.2 | 2
UG Transformer | 212 | TRANSCLOSURE | 15 | OPEN DELTA | 13.2 KV | 120/240 | - | #NAME? | 4.8/8.3 x 7.6/13.2 | 1
UG Transformer | 212 | TRANSCLOSURE | 100 | SINGLE-PHASE | 13.2 KV | 120/240 | - | #NAME? | 4.8/8.3 x 7.6/13.2 | 1
UG Transformer | 212 | TRANSCLOSURE | 250 | OPEN DELTA | 13.2 KV | 120/240 | - | #NAME? | 4.8/8.3 x 7.6/13.2 | 1
UG Transformer | 213 | 1-PHASE UNIT | 15 | SINGLE-PHASE | 13.2 KV | 120/240 | - | #NAME? | 7.6/13.2 | 2
UG Transformer | 213 | 1-PHASE UNIT | 25 | OPEN DELTA | 13.2 KV | 120/240 | 2001367 | #NAME? | 7.6/13.2 | 1
UG Transformer | 213 | 1-PHASE UNIT | 25 | SINGLE-PHASE | 13.2 KV | 120/208 | 2001367 | #NAME? | 7.6/13.2 | 1
UG Transformer | 213 | 1-PHASE UNIT | 25 | SINGLE-PHASE | 13.2 KV | 120/240 | - | #NAME? | 7.6/13.2 | 1
UG Transformer | 213 | 1-PHASE UNIT | 25 | SINGLE-PHASE | 13.2 KV | 120/240 | 2001367 | #NAME? | 7.6/13.2 | 22
UG Transformer | 213 | 1-PHASE UNIT | 25 | WYE-WYE | 13.2 KV | 120/240 | 2001367 | #NAME? | 7.6/13.2 | 1
UG Transformer | 213 | 1-PHASE UNIT | 37 | OPEN DELTA | 13.2 KV | 120/240 | 2001368 | #NAME? | 7.6/13.2 | 1
UG Transformer | 213 | 1-PHASE UNIT | 37 | SINGLE-PHASE | 13.2 KV | 120/240 | 2001368 | #NAME? | 7.6/13.2 | 48
UG Transformer | 213 | 1-PHASE UNIT | 50 | SINGLE-PHASE | 13.2 KV | 120/240 | 2001369 | #NAME? | 7.6/13.2 | 24
UG Transformer | 213 | 1-PHASE UNIT | 50 | WYE-WYE | 13.2 KV | 120/240 | 2001369 | #NAME? | 7.6/13.2 | 1
UG Transformer | 213 | 1-PHASE UNIT | 75 | SINGLE-PHASE | 13.2 KV | 120/240 | - | #NAME? | 7.6/13.2 | 17
UG Transformer | 213 | 1-PHASE UNIT | 100 | SINGLE-PHASE | 13.2 KV | 120/240 | - | #NAME? | 7.6/13.2 | 3
UG Transformer | 213 | 1-PHASE UNIT | 167 | SINGLE-PHASE | 13.2 KV | 120/240 | - | #NAME? | 7.6/13.2 | 1
UG Transformer | 213 | 3-PHASE UNIT | 75 | WYE-DELTA | 13.2 KV | 120/240 | - | #NAME? | 7.6/13.2 | 3
UG Transformer | 213 | 3-PHASE UNIT | 150 | WYE-WYE | 13.2 KV | 120/240 | - | #NAME? | 7.6/13.2 | 1
UG Transformer | 213 | 3-PHASE UNIT | 150 | WYE-WYE | 13.2 KV | 277/480 | - | #NAME? | 7.6/13.2 | 1
UG Transformer | 213 | BANKED SINGLE PHASE | 25 | OPEN DELTA | 13.2 KV | 120/240 | - | #NAME? | 7.6/13.2 | 1
UG Transformer | 213 | TRANSCLOSURE | 10 | OPEN DELTA | 13.2 KV | 120/240 | 2001365 | #NAME? | 7.6/13.2 | 2
UG Transformer | 213 | TRANSCLOSURE | 10 | OPEN DELTA | 13.2 KV | 120/240 | 2001366 | #NAME? | 7.6/13.2 | 1
UG Transformer | 213 | TRANSCLOSURE | 10 | WYE-DELTA | 13.2 KV | 120/240 | - | #NAME? | 7.6/13.2 | 1
UG Transformer | 213 | TRANSCLOSURE | 10 | WYE-DELTA | 13.2 KV | 120/240 | 2001365 | #NAME? | 7.6/13.2 | 10
UG Transformer | 213 | TRANSCLOSURE | 10 | WYE-DELTA | 13.2 KV | 120/240 | 2001367 | #NAME? | 7.6/13.2 | 2
UG Transformer | 213 | TRANSCLOSURE | 10 | WYE-DELTA | 13.2 KV | 120/240 | 2001371 | #NAME? | 7.6/13.2 | 1
UG Transformer | 213 | TRANSCLOSURE | 15 | OPEN DELTA | 13.2 KV | 120/240 | 2001366 | #NAME? | 7.6/13.2 | 1
UG Transformer | 213 | TRANSCLOSURE | 15 | WYE-DELTA | 13.2 KV | 120/240 | - | #NAME? | 7.6/13.2 | 4
UG Transformer | 213 | TRANSCLOSURE | 15 | WYE-DELTA | 13.2 KV | 120/240 | 2001366 | #NAME? | 7.6/13.2 | 26
UG Transformer | 213 | TRANSCLOSURE | 15 | WYE-DELTA | 13.2 KV | 120/240 | 2001367 | #NAME? | 7.6/13.2 | 1
UG Transformer | 213 | TRANSCLOSURE | 15 | WYE-DELTA | 13.2 KV | 120/240 | 2001368 | #NAME? | 7.6/13.2 | 2
UG Transformer | 213 | TRANSCLOSURE | 15 | WYE-WYE | 13.2 KV | 120/240 | 2001367 | #NAME? | 7.6/13.2 | 4
UG Transformer | 213 | TRANSCLOSURE | 25 | OPEN DELTA | 13.2 KV | 120/240 | 2001367 | #NAME? | 7.6/13.2 | 1
UG Transformer | 213 | TRANSCLOSURE | 25 | OPEN DELTA | 13.2 KV | 120/240 | 2001369 | #NAME? | 7.6/13.2 | 1
UG Transformer | 213 | TRANSCLOSURE | 25 | OPEN DELTA | 13.2 KV | 120/240 | 2001371 | #NAME? | 7.6/13.2 | 1
UG Transformer | 213 | TRANSCLOSURE | 25 | WYE-DELTA | 13.2 KV | 120/240 | - | #NAME? | 7.6/13.2 | 2
UG Transformer | 213 | TRANSCLOSURE | 25 | WYE-DELTA | 13.2 KV | 120/240 | 2001367 | #NAME? | 7.6/13.2 | 25
UG Transformer | 213 | TRANSCLOSURE | 25 | WYE-DELTA | 13.2 KV | 120/240 | 2001370 | #NAME? | 7.6/13.2 | 1
UG Transformer | 213 | TRANSCLOSURE | 25 | WYE-WYE | 13.2 KV | 120/240 | 2001367 | #NAME? | 7.6/13.2 | 4
UG Transformer | 213 | TRANSCLOSURE | 25 | WYE-WYE | 13.2 KV | 120/240 | 2001369 | #NAME? | 7.6/13.2 | 1
UG Transformer | 213 | TRANSCLOSURE | 37 | WYE-DELTA | 13.2 KV | 120/240 | - | #NAME? | 7.6/13.2 | 2
UG Transformer | 213 | TRANSCLOSURE | 37 | WYE-DELTA | 13.2 KV | 120/240 | 2001367 | #NAME? | 7.6/13.2 | 5
UG Transformer | 213 | TRANSCLOSURE | 37 | WYE-DELTA | 13.2 KV | 120/240 | 2001368 | #NAME? | 7.6/13.2 | 21
UG Transformer | 213 | TRANSCLOSURE | 37 | WYE-WYE | 13.2 KV | 120/240 | 2001367 | #NAME? | 7.6/13.2 | 1
UG Transformer | 213 | TRANSCLOSURE | 37 | WYE-WYE | 13.2 KV | 277/480 | 2001368 | #NAME? | 7.6/13.2 | 3
UG Transformer | 213 | TRANSCLOSURE | 50 | OPEN DELTA | 13.2 KV | 120/240 | - | #NAME? | 7.6/13.2 | 1
UG Transformer | 213 | TRANSCLOSURE | 50 | OPEN DELTA | 13.2 KV | 120/240 | 2001369 | #NAME? | 7.6/13.2 | 1
UG Transformer | 213 | TRANSCLOSURE | 50 | OPEN DELTA | 13.2 KV | 120/240 | 2001379 | #NAME? | 7.6/13.2 | 2
UG Transformer | 213 | TRANSCLOSURE | 50 | WYE-DELTA | 13.2 KV | 120/240 | - | #NAME? | 7.6/13.2 | 21
UG Transformer | 213 | TRANSCLOSURE | 50 | WYE-DELTA | 13.2 KV | 120/240 | 2001368 | #NAME? | 7.6/13.2 | 6
UG Transformer | 213 | TRANSCLOSURE | 50 | WYE-DELTA | 13.2 KV | 120/240 | 2001369 | #NAME? | 7.6/13.2 | 2
UG Transformer | 213 | TRANSCLOSURE | 50 | WYE-DELTA | 13.2 KV | 120/240 | 2001370 | #NAME? | 7.6/13.2 | 4
UG Transformer | 213 | TRANSCLOSURE | 50 | WYE-WYE | 13.2 KV | 120/240 | - | #NAME? | 7.6/13.2 | 2
UG Transformer | 213 | TRANSCLOSURE | 50 | WYE-WYE | 13.2 KV | 120/240 | 2001369 | #NAME? | 7.6/13.2 | 3
UG Transformer | 213 | TRANSCLOSURE | 50 | WYE-WYE | 13.2 KV | 120/240 | 2001370 | #NAME? | 7.6/13.2 | 4
UG Transformer | 213 | TRANSCLOSURE | 75 | OPEN DELTA | 13.2 KV | 120/240 | 2001367 | #NAME? | 7.6/13.2 | 1
UG Transformer | 213 | TRANSCLOSURE | 75 | OPEN DELTA | 13.2 KV | 120/240 | 2001370 | #NAME? | 7.6/13.2 | 2
UG Transformer | 213 | TRANSCLOSURE | 75 | WYE-DELTA | 13.2 KV | 120/240 | - | #NAME? | 7.6/13.2 | 8
UG Transformer | 213 | TRANSCLOSURE | 75 | WYE-DELTA | 13.2 KV | 120/240 | 2001365 | #NAME? | 7.6/13.2 | 1
UG Transformer | 213 | TRANSCLOSURE | 75 | WYE-DELTA | 13.2 KV | 120/240 | 2001370 | #NAME? | 7.6/13.2 | 18
UG Transformer | 213 | TRANSCLOSURE | 75 | WYE-WYE | 13.2 KV | 120/240 | - | #NAME? | 7.6/13.2 | 3
UG Transformer | 213 | TRANSCLOSURE | 75 | WYE-WYE | 13.2 KV | 120/240 | 2001370 | #NAME? | 7.6/13.2 | 4
UG Transformer | 213 | TRANSCLOSURE | 100 | OPEN DELTA | 13.2 KV | 120/240 | - | #NAME? | 7.6/13.2 | 1
UG Transformer | 213 | TRANSCLOSURE | 100 | OPEN DELTA | 13.2 KV | 120/240 | 2001371 | #NAME? | 7.6/13.2 | 1
UG Transformer | 213 | TRANSCLOSURE | 100 | SINGLE-PHASE | 13.2 KV | 120/240 | 2001371 | #NAME? | 7.6/13.2 | 3
UG Transformer | 213 | TRANSCLOSURE | 100 | WYE-DELTA | 13.2 KV | 120/240 | - | #NAME? | 7.6/13.2 | 1
UG Transformer | 213 | TRANSCLOSURE | 100 | WYE-DELTA | 13.2 KV | 120/240 | 2001367 | #NAME? | 7.6/13.2 | 1
UG Transformer | 213 | TRANSCLOSURE | 100 | WYE-DELTA | 13.2 KV | 120/240 | 2001369 | #NAME? | 7.6/13.2 | 1
UG Transformer | 213 | TRANSCLOSURE | 100 | WYE-DELTA | 13.2 KV | 120/240 | 2001370 | #NAME? | 7.6/13.2 | 6
UG Transformer | 213 | TRANSCLOSURE | 100 | WYE-DELTA | 13.2 KV | 120/240 | 2001371 | #NAME? | 7.6/13.2 | 10
UG Transformer | 213 | TRANSCLOSURE | 100 | WYE-WYE | 13.2 KV | 120/240 | 2001367 | #NAME? | 7.6/13.2 | 1
UG Transformer | 213 | TRANSCLOSURE | 100 | WYE-WYE | 13.2 KV | 120/240 | 2001369 | #NAME? | 7.6/13.2 | 1
UG Transformer | 213 | TRANSCLOSURE | 100 | WYE-WYE | 13.2 KV | 120/240 | 2001370 | #NAME? | 7.6/13.2 | 1
UG Transformer | 213 | TRANSCLOSURE | 167 | SINGLE-PHASE | 13.2 KV | 120/240 | - | #NAME? | 7.6/13.2 | 2
UG Transformer | 213 | TRANSCLOSURE | 167 | WYE-DELTA | 13.2 KV | 120/240 | - | #NAME? | 7.6/13.2 | 7
UG Transformer | 213 | TRANSCLOSURE | 167 | WYE-DELTA | 13.2 KV | 120/240 | 2001366 | #NAME? | 7.6/13.2 | 1
UG Transformer | 213 | TRANSCLOSURE | 167 | WYE-DELTA | 13.2 KV | 120/240 | 2001371 | #NAME? | 7.6/13.2 | 2
UG Transformer | 213 | TRANSCLOSURE | 167 | WYE-WYE | 13.2 KV | 120/240 | - | #NAME? | 7.6/13.2 | 1
UG Transformer | 213 | TRANSCLOSURE | 250 | SINGLE-PHASE | 13.2 KV | 120/240 | - | #NAME? | 7.6/13.2 | 2
UG Transformer | 213 | TRANSCLOSURE | 250 | WYE-DELTA | 13.2 KV | 120/208 | - | #NAME? | 7.6/13.2 | 3
UG Transformer | 213 | TRANSCLOSURE | 250 | WYE-DELTA | 13.2 KV | 120/240 | - | #NAME? | 7.6/13.2 | 1
UG Transformer | 213 | TRANSCLOSURE | 333 | WYE-DELTA | 13.2 KV | 120/240 | - | #NAME? | 7.6/13.2 | 2
UG Transformer | 213 | TRANSCLOSURE | 333 | WYE-DELTA | 13.2 KV | 120/240 | 2001367 | #NAME? | 7.6/13.2 | 2
UG Transformer | 214 | 3-PHASE UNIT | 167 | WYE-DELTA | 13.2 KV | 120/240 | 2001381 | #NAME? | 7.6/13.2 | 1
UG Transformer | 214 | 3-PHASE UNIT | 167 | WYE-WYE | 13.2 KV | 120/240 | 2001379 | #NAME? | 7.6/13.2 | 1
UG Transformer | 214 | 3-PHASE UNIT | 250 | WYE-DELTA | 13.2 KV | 120/240 | 2001381 | #NAME? | 7.6/13.2 | 1
UG Transformer | 214 | 3-PHASE UNIT | 333 | WYE-DELTA | 13.2 KV | 120/240 | 2001381 | #NAME? | 7.6/13.2 | 1
UG Transformer | 214 | TRANSCLOSURE | 100 | WYE-DELTA | 13.2 KV | 120/240 | - | #NAME? | 7.6/13.2 | 3
UG Transformer | 214 | TRANSCLOSURE | 167 | OPEN DELTA | 13.2 KV | 120/240 | 2001379 | #NAME? | 7.6/13.2 | 2
UG Transformer | 214 | TRANSCLOSURE | 167 | SINGLE-PHASE | 13.2 KV | 120/240 | - | #NAME? | 7.6/13.2 | 3
UG Transformer | 214 | TRANSCLOSURE | 167 | WYE-DELTA | 13.2 KV | 120/208 | - | #NAME? | 7.6/13.2 | 3
UG Transformer | 214 | TRANSCLOSURE | 167 | WYE-DELTA | 13.2 KV | 120/240 | - | #NAME? | 7.6/13.2 | 6
UG Transformer | 214 | TRANSCLOSURE | 167 | WYE-DELTA | 13.2 KV | 120/240 | 2001371 | #NAME? | 7.6/13.2 | 2
UG Transformer | 214 | TRANSCLOSURE | 167 | WYE-DELTA | 13.2 KV | 120/240 | 2001379 | #NAME? | 7.6/13.2 | 4
UG Transformer | 214 | TRANSCLOSURE | 167 | WYE-WYE | 13.2 KV | 120/240 | - | #NAME? | 7.6/13.2 | 3
UG Transformer | 214 | TRANSCLOSURE | 167 | WYE-WYE | 13.2 KV | 120/240 | 2001379 | #NAME? | 7.6/13.2 | 6
UG Transformer | 214 | TRANSCLOSURE | 250 | SINGLE-PHASE | 13.2 KV | 120/240 | - | #NAME? | 7.6/13.2 | 1
UG Transformer | 214 | TRANSCLOSURE | 250 | WYE-DELTA | 13.2 KV | 120/240 | - | #NAME? | 7.6/13.2 | 1
UG Transformer | 214 | TRANSCLOSURE | 250 | WYE-DELTA | 13.2 KV | 120/240 | 2001376 | #NAME? | 7.6/13.2 | 3
UG Transformer | 214 | TRANSCLOSURE | 250 | WYE-DELTA | 13.2 KV | 120/240 | 2001379 | #NAME? | 7.6/13.2 | 2
UG Transformer | 214 | TRANSCLOSURE | 333 | WYE-DELTA | 13.2 KV | 120/240 | 2001381 | #NAME? | 7.6/13.2 | 3
UG Transformer | 215 | 3-PHASE UNIT | 75 | WYE-WYE | 13.2 KV | 120/208 | - | #NAME? | 14.4/24.9 | 1
UG Transformer | 215 | 3-PHASE UNIT | 333 | WYE-DELTA | 13.2 KV | 120/240 | - | #NAME? | 14.4/24.9 | 3
UG Transformer | 220 | TRANSCLOSURE | 50 | WYE-DELTA | 13.2 KV | 240/480 | - | #NAME? | 4.8/8.3 | 6
UG Transformer | 222 | 1-PHASE UNIT | 100 | SINGLE-PHASE | 13.2 KV | 120/240 | - | #NAME? | 7.6/13.2 | 1
UG Transformer | 222 | TRANSCLOSURE | 25 | SINGLE-PHASE | 13.2 KV | 120/240 | - | #NAME? | 7.6/13.2 | 1
UG Transformer | 222 | TRANSCLOSURE | 25 | SINGLE-PHASE | 13.2 KV | 240/480 | - | #NAME? | 7.6/13.2 | 2
UG Transformer | 222 | TRANSCLOSURE | 25 | SINGLE-PHASE | 13.2 KV | 240/480 | 2001405 | #NAME? | 7.6/13.2 | 3
UG Transformer | 222 | TRANSCLOSURE | 25 | WYE-DELTA | 13.2 KV | 120/240 | 2001519 | #NAME? | 7.6/13.2 | 2
UG Transformer | 222 | TRANSCLOSURE | 25 | WYE-WYE | 13.2 KV | 240/480 | 2001405 | #NAME? | 7.6/13.2 | 1
UG Transformer | 222 | TRANSCLOSURE | 37 | OPEN DELTA | 13.2 KV | 240/480 | - | #NAME? | 7.6/13.2 | 2
UG Transformer | 222 | TRANSCLOSURE | 37 | WYE-DELTA | 13.2 KV | 240/480 | - | #NAME? | 7.6/13.2 | 3
UG Transformer | 222 | TRANSCLOSURE | 37 | WYE-WYE | 13.2 KV | 240/480 | - | #NAME? | 7.6/13.2 | 1
UG Transformer | 222 | TRANSCLOSURE | 50 | SINGLE-PHASE | 13.2 KV | 240/480 | - | #NAME? | 7.6/13.2 | 1
UG Transformer | 222 | TRANSCLOSURE | 50 | WYE-WYE | 13.2 KV | 240/480 | 2001407 | #NAME? | 7.6/13.2 | 3
UG Transformer | 222 | TRANSCLOSURE | 75 | WYE-DELTA | 13.2 KV | 240/480 | - | #NAME? | 7.6/13.2 | 2
UG Transformer | 222 | TRANSCLOSURE | 100 | WYE-DELTA | 13.2 KV | 240/480 | - | #NAME? | 7.6/13.2 | 1
UG Transformer | 222 | TRANSCLOSURE | 167 | WYE-DELTA | 13.2 KV | 240/480 | - | #NAME? | 7.6/13.2 | 3
UG Transformer | 226 | 1-PHASE UNIT | 37 | SINGLE-PHASE | 13.2 KV | 120/240 | - | #NAME? | 2.4/4.1 | 1
UG Transformer | 226 | 3-PHASE UNIT | 1000 | WYE-WYE | 13.2 KV | 277/480 | - | #NAME? | 2.4/4.1 | 1
UG Transformer | 230 | 1-PHASE UNIT | 37 | SINGLE-PHASE | 13.2 KV | 120/240 | - | #NAME? | 7.6/13.2 | 1
UG Transformer | 230 | 3-PHASE UNIT | 75 | WYE-WYE | 13.2 KV | 277/480 | - | #NAME? | 7.6/13.2 | 1
UG Transformer | 230 | TRANSCLOSURE | 25 | WYE-WYE | 13.2 KV | 277/480 | 2001425 | #NAME? | 7.6/13.2 | 3
UG Transformer | 230 | TRANSCLOSURE | 50 | WYE-WYE | 13.2 KV | 277/480 | - | #NAME? | 7.6/13.2 | 3
UG Transformer | 230 | TRANSCLOSURE | 100 | SINGLE-PHASE | 13.2 KV | 277/480 | - | #NAME? | 7.6/13.2 | 1
UG Transformer | 238 | 3-PHASE UNIT | 1000 | WYE-DELTA | 13.2 KV | 120/240 | - | #NAME? | 13.2/22.8 | 3
UG Transformer | 244 | 3-PHASE UNIT | 75 | WYE-WYE | 13.2 KV | 120/208 | - | #NAME? | 13.2 | 1
UG Transformer | 244 | TRANSCLOSURE | 150 | WYE-WYE | 13.2 KV | 120/208 | - | #NAME? | 13.2 | 1
UG Transformer | 245 | 3-PHASE UNIT | 750 | WYE-WYE | 13.2 KV | 277/480 | - | #NAME? | 13.2 | 1
UG Transformer | 245 | TRANSCLOSURE | 500 | WYE-DELTA | 13.2 KV | 120/240 | - | #NAME? | 13.2 | 1
UG Transformer | 245 | TRANSCLOSURE | 1000 | WYE-WYE | 13.2 KV | 277/480 | - | #NAME? | 13.2 | 1
UG Transformer | 252 | 1-PHASE UNIT | 25 | SINGLE-PHASE | 13.2 KV | 120/240 | - | #NAME? | 2.4 x 7.6 | 1
UG Transformer | 252 | 1-PHASE UNIT | 37 | SINGLE-PHASE | 13.2 KV | 120/240 | - | #NAME? | 2.4 x 7.6 | 1
UG Transformer | 252 | 1-PHASE UNIT | 50 | SINGLE-PHASE | 13.2 KV | 120/240 | - | #NAME? | 2.4 x 7.6 | 1
UG Transformer | 253 | TRANSCLOSURE | 100 | WYE-WYE | 13.2 KV | 120/208 | - | #NAME? | 480Y/277 | 3
UG Transformer | 253 | TRANSCLOSURE | 250 | WYE-WYE | 13.2 KV | 120/208 | - | #NAME? | 480Y/277 | 6
UG Transformer | 253 | TRANSCLOSURE | 500 | WYE-WYE | 13.2 KV | 120/208 | - | #NAME? | 480Y/277 | 3
UG Transformer | 255 | 1-PHASE UNIT | 75 | SINGLE-PHASE | 13.2 KV | 120/240 | - | #NAME? | 7.6 | 1
UG Transformer | 256 | 3-PHASE UNIT | 75 | WYE-WYE | 13.2 KV | 120/208 | - | #NAME? | 13.2 Delta | 1
UG Transformer | 256 | 3-PHASE UNIT | 150 | WYE-WYE | 13.2 KV | 120/208 | - | #NAME? | 13.2 Delta | 1
UG Transformer | 256 | BANKED SINGLE PHASE | 25 | OPEN DELTA | 13.2 KV | 120/240 | - | #NAME? | 13.2 Delta | 1
UG Transformer | 257 | 3-PHASE UNIT | 75 | WYE-WYE | 13.2 KV | 277/480 | - | #NAME? | 13.2 Delta | 2
UG Transformer | 257 | 3-PHASE UNIT | 300 | WYE-WYE | 13.2 KV | 277/480 | - | #NAME? | 13.2 Delta | 1
UG Transformer | 257 | 3-PHASE UNIT | 300 | WYE-WYE | 13.2 KV | 277/480 | 2001490 | #NAME? | 13.2 Delta | 3
UG Transformer | 257 | 3-PHASE UNIT | 500 | WYE-WYE | 13.2 KV | 277/480 | - | #NAME? | 13.2 Delta | 1
UG Transformer | 257 | 3-PHASE UNIT | 750 | WYE-WYE | 13.2 KV | 277/480 | - | #NAME? | 13.2 Delta | 2
UG Transformer | 257 | 3-PHASE UNIT | 1500 | WYE-WYE | 13.2 KV | 277/480 | - | #NAME? | 13.2 Delta | 2
UG Transformer | 257 | 3-PHASE UNIT | 2000 | WYE-WYE | 13.2 KV | 277/480 | - | #NAME? | 13.2 Delta | 4
UG Transformer | 258 | 3-PHASE UNIT | 75 | WYE-WYE | 13.2 KV | 120/208 | - | #NAME? | 13.2 Delta | 1
UG Transformer | 258 | 3-PHASE UNIT | 150 | WYE-WYE | 13.2 KV | 120/208 | - | #NAME? | 13.2 Delta | 8
UG Transformer | 258 | 3-PHASE UNIT | 225 | WYE-DELTA | 13.2 KV | 120/208 | 2001498 | #NAME? | 13.2 Delta | 1
UG Transformer | 258 | 3-PHASE UNIT | 225 | WYE-WYE | 13.2 KV | 120/208 | - | #NAME? | 13.2 Delta | 3
UG Transformer | 258 | 3-PHASE UNIT | 225 | WYE-WYE | 13.2 KV | 120/208 | 2001498 | #NAME? | 13.2 Delta | 1
UG Transformer | 258 | 3-PHASE UNIT | 300 | WYE-WYE | 13.2 KV | 120/208 | - | #NAME? | 13.2 Delta | 2
UG Transformer | 258 | 3-PHASE UNIT | 1000 | WYE-WYE | 13.2 KV | 120/208 | - | #NAME? | 13.2 Delta | 1
UG Transformer | 259 | 3-PHASE UNIT | 300 | SINGLE-PHASE | 13.2 KV | 277/480 | 2001502 | #NAME? | 13.2 Delta | 1
UG Transformer | 259 | 3-PHASE UNIT | 300 | WYE-WYE | 13.2 KV | 277/480 | 2001502 | #NAME? | 13.2 Delta | 1
UG Transformer | 259 | 3-PHASE UNIT | 500 | WYE-DELTA | 13.2 KV | 277/480 | - | #NAME? | 13.2 Delta | 1
UG Transformer | 259 | 3-PHASE UNIT | 500 | WYE-WYE | 13.2 KV | 120/240 | - | #NAME? | 13.2 Delta | 1
UG Transformer | 259 | 3-PHASE UNIT | 500 | WYE-WYE | 13.2 KV | 120/240 | 2001556 | #NAME? | 13.2 Delta | 1
UG Transformer | 259 | 3-PHASE UNIT | 500 | WYE-WYE | 13.2 KV | 277/480 | 2001503 | #NAME? | 13.2 Delta | 2
UG Transformer | 259 | 3-PHASE UNIT | 750 | WYE-WYE | 13.2 KV | 277/480 | - | #NAME? | 13.2 Delta | 4
UG Transformer | 259 | 3-PHASE UNIT | 2000 | WYE-WYE | 13.2 KV | 277/480 | - | #NAME? | 13.2 Delta | 1
UG Transformer | 260 | 1-PHASE UNIT | 75 | WYE-WYE | 13.2 KV | 120/240 | - | #NAME? | 13.7 Delta | 1
UG Transformer | 260 | 3-PHASE UNIT | 2000 | WYE-WYE | 13.2 KV | 277/480 | - | #NAME? | 13.7 Delta | 1
UG Transformer | 261 | 3-PHASE UNIT | 2000 | WYE-WYE | 13.2 KV | 277/480 | - | #NAME? | 13.2GRDY/7.6 | 2
UG Transformer | 261 | 3-PHASE UNIT | 3000 | WYE-WYE | 13.2 KV | 277/480 | - | #NAME? | 13.2GRDY/7.6 | 1
UG Transformer | 262 | 1-PHASE UNIT | 0 | SINGLE-PHASE | 13.2 KV | 120/240 | - | #NAME? | 13.2GRDY/7.6 | 5
UG Transformer | 262 | 1-PHASE UNIT | 25 | OPEN DELTA | 13.2 KV | 120/240 | - | #NAME? | 13.2GRDY/7.6 | 1
UG Transformer | 262 | 1-PHASE UNIT | 25 | OPEN DELTA | 13.2 KV | 120/240 | 2001509 | #NAME? | 13.2GRDY/7.6 | 207
UG Transformer | 262 | 1-PHASE UNIT | 25 | OPEN DELTA | 13.2 KV | 120/240 | 2001518 | #NAME? | 13.2GRDY/7.6 | 1
UG Transformer | 262 | 1-PHASE UNIT | 25 | SINGLE-PHASE | 13.2 KV | 120/240 | - | #NAME? | 13.2GRDY/7.6 | 5
UG Transformer | 262 | 1-PHASE UNIT | 25 | SINGLE-PHASE | 13.2 KV | 120/240 | 2001509 | #NAME? | 13.2GRDY/7.6 | 4371
UG Transformer | 262 | 1-PHASE UNIT | 25 | SINGLE-PHASE | 13.2 KV | 120/240 | 2001510 | #NAME? | 13.2GRDY/7.6 | 1
UG Transformer | 262 | 1-PHASE UNIT | 25 | SINGLE-PHASE | 13.2 KV | 120/240 | 2001518 | #NAME? | 13.2GRDY/7.6 | 4
UG Transformer | 262 | 1-PHASE UNIT | 25 | SINGLE-PHASE | 13.2 KV | 120/240 |  | #NAME? | 13.2GRDY/7.6 | 3
UG Transformer | 262 | 1-PHASE UNIT | 25 | SINGLE-PHASE | 13.2 KV | 277/480 | 2001509 | #NAME? | 13.2GRDY/7.6 | 1
UG Transformer | 262 | 1-PHASE UNIT | 25 | WYE-DELTA | 13.2 KV | 120/240 | 2001509 | #NAME? | 13.2GRDY/7.6 | 21
UG Transformer | 262 | 1-PHASE UNIT | 25 | WYE-WYE | 13.2 KV | 120/240 | 2001509 | #NAME? | 13.2GRDY/7.6 | 129
UG Transformer | 262 | 1-PHASE UNIT | 37 | OPEN DELTA | 13.2 KV | 120/240 | - | #NAME? | 13.2GRDY/7.6 | 3
UG Transformer | 262 | 1-PHASE UNIT | 37 | OPEN DELTA | 13.2 KV | 120/240 | 2001510 | #NAME? | 13.2GRDY/7.6 | 12
UG Transformer | 262 | 1-PHASE UNIT | 37 | SINGLE-PHASE | 13.2 KV | 120/208 | 2001510 | #NAME? | 13.2GRDY/7.6 | 3
UG Transformer | 262 | 1-PHASE UNIT | 37 | SINGLE-PHASE | 13.2 KV | 120/240 | - | #NAME? | 13.2GRDY/7.6 | 15
UG Transformer | 262 | 1-PHASE UNIT | 37 | SINGLE-PHASE | 13.2 KV | 120/240 | 2001510 | #NAME? | 13.2GRDY/7.6 | 9664
UG Transformer | 262 | 1-PHASE UNIT | 37 | SINGLE-PHASE | 13.2 KV | 277/480 | 2001510 | #NAME? | 13.2GRDY/7.6 | 1
UG Transformer | 262 | 1-PHASE UNIT | 37 | WYE-DELTA | 13.2 KV | 120/240 | 2001510 | #NAME? | 13.2GRDY/7.6 | 7
UG Transformer | 262 | 1-PHASE UNIT | 37 | WYE-WYE | 13.2 KV | 120/240 | 2001510 | #NAME? | 13.2GRDY/7.6 | 227
UG Transformer | 262 | 1-PHASE UNIT | 37.5 | SINGLE-PHASE | 13.2 KV | 120/240 | - | #NAME? | 13.2GRDY/7.6 | 1
UG Transformer | 262 | 1-PHASE UNIT | 37.5 | SINGLE-PHASE | 13.2 KV | 120/240 | 2001510 | #NAME? | 13.2GRDY/7.6 | 244
UG Transformer | 262 | 1-PHASE UNIT | 37.5 | SINGLE-PHASE | 13.2 KV | 120/240 | 2001519 | #NAME? | 13.2GRDY/7.6 | 2
UG Transformer | 262 | 1-PHASE UNIT | 37.5 | WYE-WYE | 13.2 KV | 120/240 | 2001510 | #NAME? | 13.2GRDY/7.6 | 4
UG Transformer | 262 | 1-PHASE UNIT | 50 | OPEN DELTA | 13.2 KV | 120/240 | 2001511 | #NAME? | 13.2GRDY/7.6 | 6
UG Transformer | 262 | 1-PHASE UNIT | 50 | SINGLE-PHASE | 13.2 KV | 120/208 | 2001511 | #NAME? | 13.2GRDY/7.6 | 7
UG Transformer | 262 | 1-PHASE UNIT | 50 | SINGLE-PHASE | 13.2 KV | 120/240 | - | #NAME? | 13.2GRDY/7.6 | 2
UG Transformer | 262 | 1-PHASE UNIT | 50 | SINGLE-PHASE | 13.2 KV | 120/240 | 2001511 | #NAME? | 13.2GRDY/7.6 | 11339
UG Transformer | 262 | 1-PHASE UNIT | 50 | SINGLE-PHASE | 13.2 KV | 120/240 | 2001520 | #NAME? | 13.2GRDY/7.6 | 1
UG Transformer | 262 | 1-PHASE UNIT | 50 | SINGLE-PHASE | 13.2 KV | 120/240 | 2001522 | #NAME? | 13.2GRDY/7.6 | 1
UG Transformer | 262 | 1-PHASE UNIT | 50 | SINGLE-PHASE | 13.2 KV | 240/480 | 2001511 | #NAME? | 13.2GRDY/7.6 | 1
UG Transformer | 262 | 1-PHASE UNIT | 50 | SINGLE-PHASE | 13.2 KV | 277/480 | 2001511 | #NAME? | 13.2GRDY/7.6 | 3
UG Transformer | 262 | 1-PHASE UNIT | 50 | WYE-DELTA | 13.2 KV | 120/240 | 2001511 | #NAME? | 13.2GRDY/7.6 | 4
UG Transformer | 262 | 1-PHASE UNIT | 50 | WYE-WYE | 13.2 KV | 120/240 | - | #NAME? | 13.2GRDY/7.6 | 1
UG Transformer | 262 | 1-PHASE UNIT | 50 | WYE-WYE | 13.2 KV | 120/240 | 2001511 | #NAME? | 13.2GRDY/7.6 | 305
UG Transformer | 262 | 1-PHASE UNIT | 75 | OPEN DELTA | 13.2 KV | 120/240 | 2001513 | #NAME? | 13.2GRDY/7.6 | 6
UG Transformer | 262 | 1-PHASE UNIT | 75 | SINGLE-PHASE | 13.2 KV | 120/208 | - | #NAME? | 13.2GRDY/7.6 | 1
UG Transformer | 262 | 1-PHASE UNIT | 75 | SINGLE-PHASE | 13.2 KV | 120/208 | 2001513 | #NAME? | 13.2GRDY/7.6 | 3
UG Transformer | 262 | 1-PHASE UNIT | 75 | SINGLE-PHASE | 13.2 KV | 120/240 | - | #NAME? | 13.2GRDY/7.6 | 11
UG Transformer | 262 | 1-PHASE UNIT | 75 | SINGLE-PHASE | 13.2 KV | 120/240 | 2001513 | #NAME? | 13.2GRDY/7.6 | 6933
UG Transformer | 262 | 1-PHASE UNIT | 75 | SINGLE-PHASE | 13.2 KV | 120/240 | 2001521 | #NAME? | 13.2GRDY/7.6 | 1
UG Transformer | 262 | 1-PHASE UNIT | 75 | SINGLE-PHASE | 13.2 KV | 277/480 | 2001513 | #NAME? | 13.2GRDY/7.6 | 1
UG Transformer | 262 | 1-PHASE UNIT | 75 | WYE-WYE | 13.2 KV | 120/240 | - | #NAME? | 13.2GRDY/7.6 | 1
UG Transformer | 262 | 1-PHASE UNIT | 75 | WYE-WYE | 13.2 KV | 120/240 | 2001513 | #NAME? | 13.2GRDY/7.6 | 187
UG Transformer | 262 | 1-PHASE UNIT | 100 | OPEN DELTA | 13.2 KV | 120/240 | - | #NAME? | 13.2GRDY/7.6 | 1
UG Transformer | 262 | 1-PHASE UNIT | 100 | OPEN DELTA | 13.2 KV | 120/240 | 2001514 | #NAME? | 13.2GRDY/7.6 | 4
UG Transformer | 262 | 1-PHASE UNIT | 100 | SINGLE-PHASE | 13.2 KV | 120/208 | 2001514 | #NAME? | 13.2GRDY/7.6 | 5
UG Transformer | 262 | 1-PHASE UNIT | 100 | SINGLE-PHASE | 13.2 KV | 120/240 | - | #NAME? | 13.2GRDY/7.6 | 3
UG Transformer | 262 | 1-PHASE UNIT | 100 | SINGLE-PHASE | 13.2 KV | 120/240 | 2001514 | #NAME? | 13.2GRDY/7.6 | 1500
UG Transformer | 262 | 1-PHASE UNIT | 100 | WYE-WYE | 13.2 KV | 120/240 | 2001514 | #NAME? | 13.2GRDY/7.6 | 30
UG Transformer | 262 | 1-PHASE UNIT | 167 | OPEN DELTA | 13.2 KV | 120/240 | 2001516 | #NAME? | 13.2GRDY/7.6 | 1
UG Transformer | 262 | 1-PHASE UNIT | 167 | SINGLE-PHASE | 13.2 KV | 120/240 | - | #NAME? | 13.2GRDY/7.6 | 4
UG Transformer | 262 | 1-PHASE UNIT | 167 | SINGLE-PHASE | 13.2 KV | 120/240 | 2001516 | #NAME? | 13.2GRDY/7.6 | 493
UG Transformer | 262 | 1-PHASE UNIT | 167 | SINGLE-PHASE | 13.2 KV | 120/240 | 2001523 | #NAME? | 13.2GRDY/7.6 | 1
UG Transformer | 262 | 1-PHASE UNIT | 167 | WYE-DELTA | 13.2 KV | 120/240 | 2001516 | #NAME? | 13.2GRDY/7.6 | 1
UG Transformer | 262 | 1-PHASE UNIT | 167 | WYE-WYE | 13.2 KV | 120/240 | 2001516 | #NAME? | 13.2GRDY/7.6 | 5
UG Transformer | 262 | 1-PHASE UNIT | 250 | SINGLE-PHASE | 13.2 KV | 120/240 | 2001517 | #NAME? | 13.2GRDY/7.6 | 17
UG Transformer | 262 | 3-PHASE UNIT | 75 | WYE-DELTA | 13.2 KV | 120/240 | - | #NAME? | 13.2GRDY/7.6 | 1
UG Transformer | 262 | 3-PHASE UNIT | 75 | WYE-DELTA | 13.2 KV | 120/240 | 2001513 | #NAME? | 13.2GRDY/7.6 | 1
UG Transformer | 262 | 3-PHASE UNIT | 75 | WYE-WYE | 13.2 KV | 120/208 | - | #NAME? | 13.2GRDY/7.6 | 1
UG Transformer | 262 | 3-PHASE UNIT | 75 | WYE-WYE | 13.2 KV | 120/208 | 2001513 | #NAME? | 13.2GRDY/7.6 | 1
UG Transformer | 262 | 3-PHASE UNIT | 75 | WYE-WYE | 13.2 KV | 120/240 | 2001513 | #NAME? | 13.2GRDY/7.6 | 3
UG Transformer | 262 | 3-PHASE UNIT | 150 | WYE-DELTA | 13.2 KV | 120/208 | - | #NAME? | 13.2GRDY/7.6 | 2
UG Transformer | 262 | 3-PHASE UNIT | 150 | WYE-WYE | 13.2 KV | 120/208 | - | #NAME? | 13.2GRDY/7.6 | 2
UG Transformer | 262 | 3-PHASE UNIT | 250 | WYE-DELTA | 13.2 KV | 120/240 | 2001523 | #NAME? | 13.2GRDY/7.6 | 1
UG Transformer | 262 | 3-PHASE UNIT | 300 | WYE-WYE | 13.2 KV | 120/208 | - | #NAME? | 13.2GRDY/7.6 | 1
UG Transformer | 262 | 3-PHASE UNIT | 750 | WYE-WYE | 13.2 KV | 120/240 | - | #NAME? | 13.2GRDY/7.6 | 1
UG Transformer | 262 | BANKED SINGLE PHASE | 25 | OPEN DELTA | 13.2 KV | 120/240 | - | #NAME? | 13.2GRDY/7.6 | 2
UG Transformer | 262 | BANKED SINGLE PHASE | 25 | OPEN DELTA | 13.2 KV | 120/240 | 2001509 | #NAME? | 13.2GRDY/7.6 | 222
UG Transformer | 262 | BANKED SINGLE PHASE | 25 | OPEN DELTA | 13.2 KV | 120/240 | 2001518 | #NAME? | 13.2GRDY/7.6 | 1
UG Transformer | 262 | BANKED SINGLE PHASE | 25 | SINGLE-PHASE | 13.2 KV | 120/240 | - | #NAME? | 13.2GRDY/7.6 | 1
UG Transformer | 262 | BANKED SINGLE PHASE | 25 | SINGLE-PHASE | 13.2 KV | 120/240 | 2001509 | #NAME? | 13.2GRDY/7.6 | 113
UG Transformer | 262 | BANKED SINGLE PHASE | 25 | SINGLE-PHASE | 13.2 KV | 120/240 | 2001518 | #NAME? | 13.2GRDY/7.6 | 5
UG Transformer | 262 | BANKED SINGLE PHASE | 25 | WYE-DELTA | 13.2 KV | 120/240 | 2001509 | #NAME? | 13.2GRDY/7.6 | 88
UG Transformer | 262 | BANKED SINGLE PHASE | 25 | WYE-DELTA | 13.2 KV | 120/240 | 2001518 | #NAME? | 13.2GRDY/7.6 | 1
UG Transformer | 262 | BANKED SINGLE PHASE | 25 | WYE-WYE | 13.2 KV | 120/240 | 2001509 | #NAME? | 13.2GRDY/7.6 | 6
UG Transformer | 262 | BANKED SINGLE PHASE | 37 | OPEN DELTA | 13.2 KV | 120/240 | 2001510 | #NAME? | 13.2GRDY/7.6 | 19
UG Transformer | 262 | BANKED SINGLE PHASE | 37 | SINGLE-PHASE | 13.2 KV | 120/240 | 2001510 | #NAME? | 13.2GRDY/7.6 | 8
UG Transformer | 262 | BANKED SINGLE PHASE | 37 | WYE-DELTA | 13.2 KV | 120/240 | 2001510 | #NAME? | 13.2GRDY/7.6 | 8
UG Transformer | 262 | BANKED SINGLE PHASE | 37 | WYE-WYE | 13.2 KV | 120/240 | 2001510 | #NAME? | 13.2GRDY/7.6 | 2
UG Transformer | 262 | BANKED SINGLE PHASE | 50 | OPEN DELTA | 13.2 KV | 120/240 | 2001511 | #NAME? | 13.2GRDY/7.6 | 17
UG Transformer | 262 | BANKED SINGLE PHASE | 50 | SINGLE-PHASE | 13.2 KV | 120/240 | 2001511 | #NAME? | 13.2GRDY/7.6 | 10
UG Transformer | 262 | BANKED SINGLE PHASE | 50 | WYE-DELTA | 13.2 KV | 120/240 | 2001511 | #NAME? | 13.2GRDY/7.6 | 6
UG Transformer | 262 | BANKED SINGLE PHASE | 75 | OPEN DELTA | 13.2 KV | 120/240 | 2001513 | #NAME? | 13.2GRDY/7.6 | 10
UG Transformer | 262 | BANKED SINGLE PHASE | 75 | SINGLE-PHASE | 13.2 KV | 120/240 | 2001513 | #NAME? | 13.2GRDY/7.6 | 14
UG Transformer | 262 | BANKED SINGLE PHASE | 75 | WYE-DELTA | 13.2 KV | 120/240 | - | #NAME? | 13.2GRDY/7.6 | 1
UG Transformer | 262 | BANKED SINGLE PHASE | 75 | WYE-DELTA | 13.2 KV | 120/240 | 2001513 | #NAME? | 13.2GRDY/7.6 | 9
UG Transformer | 262 | BANKED SINGLE PHASE | 75 | WYE-WYE | 13.2 KV | 120/240 | 2001513 | #NAME? | 13.2GRDY/7.6 | 1
UG Transformer | 262 | BANKED SINGLE PHASE | 100 | OPEN DELTA | 13.2 KV | 120/240 | - | #NAME? | 13.2GRDY/7.6 | 4
UG Transformer | 262 | BANKED SINGLE PHASE | 100 | SINGLE-PHASE | 13.2 KV | 120/240 | - | #NAME? | 13.2GRDY/7.6 | 1
UG Transformer | 262 | BANKED SINGLE PHASE | 100 | SINGLE-PHASE | 13.2 KV | 120/240 | 2001514 | #NAME? | 13.2GRDY/7.6 | 5
UG Transformer | 262 | BANKED SINGLE PHASE | 100 | WYE-DELTA | 13.2 KV | 120/240 | - | #NAME? | 13.2GRDY/7.6 | 3
UG Transformer | 262 | BANKED SINGLE PHASE | 167 | OPEN DELTA | 13.2 KV | 120/240 | 2001516 | #NAME? | 13.2GRDY/7.6 | 1
UG Transformer | 262 | BANKED SINGLE PHASE | 167 | SINGLE-PHASE | 13.2 KV | 120/240 | - | #NAME? | 13.2GRDY/7.6 | 1
UG Transformer | 262 | BANKED SINGLE PHASE | 167 | SINGLE-PHASE | 13.2 KV | 120/240 | 2001516 | #NAME? | 13.2GRDY/7.6 | 3
UG Transformer | 262 | DUMMY | 0 | SINGLE-PHASE | 13.2 KV | 120/240 | - | #NAME? | 13.2GRDY/7.6 | 100
UG Transformer | 262 | DUMMY | 0 | WYE-WYE | 13.2 KV | 120/240 | - | #NAME? | 13.2GRDY/7.6 | 4
UG Transformer | 262 | DUMMY | 25 | SINGLE-PHASE | 13.2 KV | 120/240 | - | #NAME? | 13.2GRDY/7.6 | 1
UG Transformer | 262 | DUMMY | 75 | WYE-DELTA | 13.2 KV | 120/240 | - | #NAME? | 13.2GRDY/7.6 | 1
UG Transformer | 262 | TRANSCLOSURE | 167 | SINGLE-PHASE | 13.2 KV | 120/240 | - | #NAME? | 13.2GRDY/7.6 | 1
UG Transformer | 263 | 1-PHASE UNIT | 0 | SINGLE-PHASE | 13.2 KV | - | 2004982 | #NAME? | 13.2GRDY/7.6 | 2
UG Transformer | 263 | 1-PHASE UNIT | 25 | OPEN DELTA | 13.2 KV | 120/240 | 2001509 | #NAME? | 13.2GRDY/7.6 | 1
UG Transformer | 263 | 1-PHASE UNIT | 25 | OPEN DELTA | 13.2 KV | 120/240 | 2001518 | #NAME? | 13.2GRDY/7.6 | 97
UG Transformer | 263 | 1-PHASE UNIT | 25 | SINGLE-PHASE | 13.2 KV | 120/240 | - | #NAME? | 13.2GRDY/7.6 | 14
UG Transformer | 263 | 1-PHASE UNIT | 25 | SINGLE-PHASE | 13.2 KV | 120/240 | 2001518 | #NAME? | 13.2GRDY/7.6 | 3344
UG Transformer | 263 | 1-PHASE UNIT | 25 | SINGLE-PHASE | 13.2 KV | 120/240 | 2001522 | #NAME? | 13.2GRDY/7.6 | 1
UG Transformer | 263 | 1-PHASE UNIT | 25 | WYE-DELTA | 13.2 KV | 120/240 | 2001518 | #NAME? | 13.2GRDY/7.6 | 13
UG Transformer | 263 | 1-PHASE UNIT | 25 | WYE-WYE | 13.2 KV | 120/240 | 2001518 | #NAME? | 13.2GRDY/7.6 | 198
UG Transformer | 263 | 1-PHASE UNIT | 37 | OPEN DELTA | 13.2 KV | 120/240 | 2001510 | #NAME? | 13.2GRDY/7.6 | 1
UG Transformer | 263 | 1-PHASE UNIT | 37 | SINGLE-PHASE | 13.2 KV | 120/240 | - | #NAME? | 13.2GRDY/7.6 | 24
UG Transformer | 263 | 1-PHASE UNIT | 37 | SINGLE-PHASE | 13.2 KV | 120/240 | 2001510 | #NAME? | 13.2GRDY/7.6 | 3
UG Transformer | 263 | 1-PHASE UNIT | 37.5 | OPEN DELTA | 13.2 KV | 120/240 | 2001519 | #NAME? | 13.2GRDY/7.6 | 15
UG Transformer | 263 | 1-PHASE UNIT | 37.5 | SINGLE-PHASE | 13.2 KV | 120/240 | 2001510 | #NAME? | 13.2GRDY/7.6 | 2
UG Transformer | 263 | 1-PHASE UNIT | 37.5 | SINGLE-PHASE | 13.2 KV | 120/240 | 2001519 | #NAME? | 13.2GRDY/7.6 | 7783
UG Transformer | 263 | 1-PHASE UNIT | 37.5 | SINGLE-PHASE | 13.2 KV | 120/240 |  | #NAME? | 13.2GRDY/7.6 | 6
UG Transformer | 263 | 1-PHASE UNIT | 37.5 | WYE-DELTA | 13.2 KV | 120/240 | 2001519 | #NAME? | 13.2GRDY/7.6 | 3
UG Transformer | 263 | 1-PHASE UNIT | 37.5 | WYE-WYE | 13.2 KV | 120/240 | 2001518 | #NAME? | 13.2GRDY/7.6 | 1
UG Transformer | 263 | 1-PHASE UNIT | 37.5 | WYE-WYE | 13.2 KV | 120/240 | 2001519 | #NAME? | 13.2GRDY/7.6 | 219
UG Transformer | 263 | 1-PHASE UNIT | 50 | OPEN DELTA | 13.2 KV | 120/240 | 2001520 | #NAME? | 13.2GRDY/7.6 | 16
UG Transformer | 263 | 1-PHASE UNIT | 50 | SINGLE-PHASE | 13.2 KV | 120/208 | 2001520 | #NAME? | 13.2GRDY/7.6 | 1
UG Transformer | 263 | 1-PHASE UNIT | 50 | SINGLE-PHASE | 13.2 KV | 120/240 | - | #NAME? | 13.2GRDY/7.6 | 35
UG Transformer | 263 | 1-PHASE UNIT | 50 | SINGLE-PHASE | 13.2 KV | 120/240 | 2001520 | #NAME? | 13.2GRDY/7.6 | 11500
UG Transformer | 263 | 1-PHASE UNIT | 50 | SINGLE-PHASE | 13.2 KV | 120/240 |  | #NAME? | 13.2GRDY/7.6 | 1
UG Transformer | 263 | 1-PHASE UNIT | 50 | WYE-DELTA | 13.2 KV | 120/240 | 2001520 | #NAME? | 13.2GRDY/7.6 | 3
UG Transformer | 263 | 1-PHASE UNIT | 50 | WYE-WYE | 13.2 KV | 120/240 | 2001520 | #NAME? | 13.2GRDY/7.6 | 170
UG Transformer | 263 | 1-PHASE UNIT | 75 | OPEN DELTA | 13.2 KV | 120/240 | 2001521 | #NAME? | 13.2GRDY/7.6 | 8
UG Transformer | 263 | 1-PHASE UNIT | 75 | SINGLE-PHASE | 13.2 KV | 120/240 | - | #NAME? | 13.2GRDY/7.6 | 51
UG Transformer | 263 | 1-PHASE UNIT | 75 | SINGLE-PHASE | 13.2 KV | 120/240 | 2001521 | #NAME? | 13.2GRDY/7.6 | 6863
UG Transformer | 263 | 1-PHASE UNIT | 75 | SINGLE-PHASE | 13.2 KV | 120/240 |  | #NAME? | 13.2GRDY/7.6 | 4
UG Transformer | 263 | 1-PHASE UNIT | 75 | WYE-WYE | 13.2 KV | 120/240 | - | #NAME? | 13.2GRDY/7.6 | 1
UG Transformer | 263 | 1-PHASE UNIT | 75 | WYE-WYE | 13.2 KV | 120/240 | 2001521 | #NAME? | 13.2GRDY/7.6 | 73
UG Transformer | 263 | 1-PHASE UNIT | 100 | OPEN DELTA | 13.2 KV | 120/240 | 2001522 | #NAME? | 13.2GRDY/7.6 | 4
UG Transformer | 263 | 1-PHASE UNIT | 100 | SINGLE-PHASE | 13.2 KV | 120/240 | - | #NAME? | 13.2GRDY/7.6 | 28
UG Transformer | 263 | 1-PHASE UNIT | 100 | SINGLE-PHASE | 13.2 KV | 120/240 | 2001522 | #NAME? | 13.2GRDY/7.6 | 1420
UG Transformer | 263 | 1-PHASE UNIT | 100 | SINGLE-PHASE | 13.2 KV | 120/240 |  | #NAME? | 13.2GRDY/7.6 | 1
UG Transformer | 263 | 1-PHASE UNIT | 100 | WYE-WYE | 13.2 KV | 120/240 | 2001522 | #NAME? | 13.2GRDY/7.6 | 8
UG Transformer | 263 | 1-PHASE UNIT | 167 | SINGLE-PHASE | 13.2 KV | 120/240 | - | #NAME? | 13.2GRDY/7.6 | 5
UG Transformer | 263 | 1-PHASE UNIT | 167 | SINGLE-PHASE | 13.2 KV | 120/240 | 2001518 | #NAME? | 13.2GRDY/7.6 | 1
UG Transformer | 263 | 1-PHASE UNIT | 167 | SINGLE-PHASE | 13.2 KV | 120/240 | 2001523 | #NAME? | 13.2GRDY/7.6 | 287
UG Transformer | 263 | 1-PHASE UNIT | 167 | WYE-WYE | 13.2 KV | 120/240 | 2001523 | #NAME? | 13.2GRDY/7.6 | 5
UG Transformer | 263 | 1-PHASE UNIT | 250 | SINGLE-PHASE | 13.2 KV | 120/240 | 2001524 | #NAME? | 13.2GRDY/7.6 | 4
UG Transformer | 263 | 1-PHASE UNIT | 250 | WYE-WYE | 13.2 KV | 120/240 | 2001524 | #NAME? | 13.2GRDY/7.6 | 1
UG Transformer | 263 | 3-PHASE UNIT | 0 | SINGLE-PHASE | 13.2 KV | - | 2004979 | #NAME? | 13.2GRDY/7.6 | 1
UG Transformer | 263 | 3-PHASE UNIT | 0 | WYE-WYE | 13.2 KV | - | 2004982 | #NAME? | 13.2GRDY/7.6 | 1
UG Transformer | 263 | 3-PHASE UNIT | 75 | WYE-WYE | 13.2 KV | 120/240 | 2001521 | #NAME? | 13.2GRDY/7.6 | 3
UG Transformer | 263 | 3-PHASE UNIT | 167 | WYE-DELTA | 13.2 KV | 120/240 | 2001523 | #NAME? | 13.2GRDY/7.6 | 2
UG Transformer | 263 | BANKED SINGLE PHASE | 25 | OPEN DELTA | 13.2 KV | 120/240 | 2001518 | #NAME? | 13.2GRDY/7.6 | 110
UG Transformer | 263 | BANKED SINGLE PHASE | 25 | SINGLE-PHASE | 13.2 KV | 120/240 | 2001518 | #NAME? | 13.2GRDY/7.6 | 110
UG Transformer | 263 | BANKED SINGLE PHASE | 25 | WYE-DELTA | 13.2 KV | 120/240 | 2001518 | #NAME? | 13.2GRDY/7.6 | 48
UG Transformer | 263 | BANKED SINGLE PHASE | 25 | WYE-WYE | 13.2 KV | 120/240 | 2001518 | #NAME? | 13.2GRDY/7.6 | 3
UG Transformer | 263 | BANKED SINGLE PHASE | 25 | WYE-WYE | 13.2 KV | 120/240 | 2001519 | #NAME? | 13.2GRDY/7.6 | 1
UG Transformer | 263 | BANKED SINGLE PHASE | 37 | SINGLE-PHASE | 13.2 KV | 120/240 | 2001510 | #NAME? | 13.2GRDY/7.6 | 1
UG Transformer | 263 | BANKED SINGLE PHASE | 37 | SINGLE-PHASE | 13.2 KV | 120/240 | 2001511 | #NAME? | 13.2GRDY/7.6 | 1
UG Transformer | 263 | BANKED SINGLE PHASE | 37 | WYE-DELTA | 13.2 KV | 120/240 | 2001513 | #NAME? | 13.2GRDY/7.6 | 1
UG Transformer | 263 | BANKED SINGLE PHASE | 37.5 | OPEN DELTA | 13.2 KV | 120/240 | 2001519 | #NAME? | 13.2GRDY/7.6 | 11
UG Transformer | 263 | BANKED SINGLE PHASE | 37.5 | SINGLE-PHASE | 13.2 KV | 120/240 | 2001519 | #NAME? | 13.2GRDY/7.6 | 15
UG Transformer | 263 | BANKED SINGLE PHASE | 37.5 | WYE-DELTA | 13.2 KV | 120/240 | 2001519 | #NAME? | 13.2GRDY/7.6 | 6
UG Transformer | 263 | BANKED SINGLE PHASE | 37.5 | WYE-WYE | 13.2 KV | 120/240 | 2001519 | #NAME? | 13.2GRDY/7.6 | 3
UG Transformer | 263 | BANKED SINGLE PHASE | 50 | OPEN DELTA | 13.2 KV | 120/240 | 2001520 | #NAME? | 13.2GRDY/7.6 | 12
UG Transformer | 263 | BANKED SINGLE PHASE | 50 | SINGLE-PHASE | 13.2 KV | 120/240 | 2001520 | #NAME? | 13.2GRDY/7.6 | 19
UG Transformer | 263 | BANKED SINGLE PHASE | 50 | WYE-DELTA | 13.2 KV | 120/240 | 2001520 | #NAME? | 13.2GRDY/7.6 | 5
UG Transformer | 263 | BANKED SINGLE PHASE | 75 | OPEN DELTA | 13.2 KV | 120/240 | 2001521 | #NAME? | 13.2GRDY/7.6 | 6
UG Transformer | 263 | BANKED SINGLE PHASE | 75 | SINGLE-PHASE | 13.2 KV | 120/240 | 2001521 | #NAME? | 13.2GRDY/7.6 | 8
UG Transformer | 263 | BANKED SINGLE PHASE | 75 | WYE-DELTA | 13.2 KV | 120/240 | 2001521 | #NAME? | 13.2GRDY/7.6 | 2
UG Transformer | 263 | BANKED SINGLE PHASE | 100 | SINGLE-PHASE | 13.2 KV | 120/240 | 2001522 | #NAME? | 13.2GRDY/7.6 | 9
UG Transformer | 263 | BANKED SINGLE PHASE | 100 | WYE-DELTA | 13.2 KV | 120/240 | 2001522 | #NAME? | 13.2GRDY/7.6 | 1
UG Transformer | 263 | BANKED SINGLE PHASE | 100 | WYE-WYE | 13.2 KV | 120/240 | 2001522 | #NAME? | 13.2GRDY/7.6 | 1
UG Transformer | 263 | BANKED SINGLE PHASE | 167 | OPEN DELTA | 13.2 KV | 120/240 | 2001523 | #NAME? | 13.2GRDY/7.6 | 1
UG Transformer | 263 | BANKED SINGLE PHASE | 167 | SINGLE-PHASE | 13.2 KV | 120/240 | 2001523 | #NAME? | 13.2GRDY/7.6 | 1
UG Transformer | 263 | DUMMY | 0 | SINGLE-PHASE | 13.2 KV | - | 2004982 | #NAME? | 13.2GRDY/7.6 | 10
UG Transformer | 263 | DUMMY | 0 | SINGLE-PHASE | 13.2 KV | 120 | 2004982 | #NAME? | 13.2GRDY/7.6 | 1
UG Transformer | 263 | DUMMY | 0 | SINGLE-PHASE | 13.2 KV | 120/240 | 2004979 | #NAME? | 13.2GRDY/7.6 | 1
UG Transformer | 263 | DUMMY | 0 | SINGLE-PHASE | 13.2 KV | 120/240 | 2004982 | #NAME? | 13.2GRDY/7.6 | 4
UG Transformer | 263 | TRANSCLOSURE | 37.5 | WYE-DELTA | 13.2 KV | 120/240 | 2001519 | #NAME? | 13.2GRDY/7.6 | 1
UG Transformer | 264 | 3-PHASE UNIT | 75 | DELTA-DELTA | 13.2 KV | 120/240 | 2122130 | #NAME? | 13.2 Delta | 2
UG Transformer | 264 | 3-PHASE UNIT | 75 | DELTA-WYE | 13.2 KV | 120/240 | 2122130 | #NAME? | 13.2 Delta | 1
UG Transformer | 264 | 3-PHASE UNIT | 75 | SINGLE-PHASE | 13.2 KV | 120/240 | 2122130 | #NAME? | 13.2 Delta | 19
UG Transformer | 264 | 3-PHASE UNIT | 75 | UNKNOWN | 13.2 KV | 120/240 | 2122130 | #NAME? | 13.2 Delta | 1
UG Transformer | 264 | 3-PHASE UNIT | 75 | WYE-DELTA | 13.2 KV | 120/240 | 2122130 | #NAME? | 13.2 Delta | 14
UG Transformer | 264 | 3-PHASE UNIT | 75 | WYE-WYE | 13.2 KV | 120/240 | 2122130 | #NAME? | 13.2 Delta | 13
UG Transformer | 264 | 3-PHASE UNIT | 150 | DELTA-DELTA | 13.2 KV | 120/240 | 2001525 | #NAME? | 13.2 Delta | 5
UG Transformer | 264 | 3-PHASE UNIT | 150 | SINGLE-PHASE | 13.2 KV | 120/240 | 2001525 | #NAME? | 13.2 Delta | 25
UG Transformer | 264 | 3-PHASE UNIT | 150 | WYE-DELTA | 13.2 KV | 120/240 | - | #NAME? | 13.2 Delta | 2
UG Transformer | 264 | 3-PHASE UNIT | 150 | WYE-DELTA | 13.2 KV | 120/240 | 2001525 | #NAME? | 13.2 Delta | 21
UG Transformer | 264 | 3-PHASE UNIT | 150 | WYE-WYE | 13.2 KV | 120/240 | 2001525 | #NAME? | 13.2 Delta | 14
UG Transformer | 264 | 3-PHASE UNIT | 300 | SINGLE-PHASE | 13.2 KV | 120/240 | 2125435 | #NAME? | 13.2 Delta | 7
UG Transformer | 264 | 3-PHASE UNIT | 300 | WYE-DELTA | 13.2 KV | 120/240 | 2125435 | #NAME? | 13.2 Delta | 5
UG Transformer | 264 | 3-PHASE UNIT | 300 | WYE-WYE | 13.2 KV | 120/240 | 2125435 | #NAME? | 13.2 Delta | 7
UG Transformer | 264 | 3-PHASE UNIT | 500 | DELTA-WYE | 13.2 KV | 120/240 | 2130743 | #NAME? | 13.2 Delta | 1
UG Transformer | 264 | 3-PHASE UNIT | 500 | OPEN DELTA | 13.2 KV | 120/240 | 2130743 | #NAME? | 13.2 Delta | 1
UG Transformer | 264 | 3-PHASE UNIT | 500 | SINGLE-PHASE | 13.2 KV | 120/240 | 2130743 | #NAME? | 13.2 Delta | 3
UG Transformer | 264 | 3-PHASE UNIT | 500 | WYE-DELTA | 13.2 KV | 120/240 | - | #NAME? | 13.2 Delta | 1
UG Transformer | 264 | 3-PHASE UNIT | 500 | WYE-DELTA | 13.2 KV | 120/240 | 2130743 | #NAME? | 13.2 Delta | 3
UG Transformer | 264 | 3-PHASE UNIT | 500 | WYE-WYE | 13.2 KV | 120/240 | 2130743 | #NAME? | 13.2 Delta | 3
UG Transformer | 264 | 3-PHASE UNIT | 750 | WYE-DELTA | 13.2 KV | 120/240 | 2130744 | #NAME? | 13.2 Delta | 1
UG Transformer | 264 | 3-PHASE UNIT | 750 | WYE-WYE | 13.2 KV | 120/208 | 2130744 | #NAME? | 13.2 Delta | 1
UG Transformer | 264 | BANKED SINGLE PHASE | 25 | WYE-DELTA | 13.2 KV | 120/240 | - | #NAME? | 13.2 Delta | 2
UG Transformer | 265 | 1-PHASE UNIT | 75 | WYE-WYE | 13.2 KV | 120/240 | 2001526 | #NAME? | 13.2GRDY/7.6 | 1
UG Transformer | 265 | 3-PHASE UNIT | 0 | WYE-WYE | 13.2 KV | 120/208 | - | #NAME? | 13.2GRDY/7.6 | 1
UG Transformer | 265 | 3-PHASE UNIT | 75 | SINGLE-PHASE | 13.2 KV | 120/208 | 2001526 | #NAME? | 13.2GRDY/7.6 | 1
UG Transformer | 265 | 3-PHASE UNIT | 75 | WYE-DELTA | 13.2 KV | 120/208 | 2001526 | #NAME? | 13.2GRDY/7.6 | 3
UG Transformer | 265 | 3-PHASE UNIT | 75 | WYE-WYE | 13.2 KV | 120/208 | 2001526 | #NAME? | 13.2GRDY/7.6 | 328
UG Transformer | 265 | 3-PHASE UNIT | 75 | WYE-WYE | 13.2 KV | 120/240 | 2001526 | #NAME? | 13.2GRDY/7.6 | 33
UG Transformer | 265 | 3-PHASE UNIT | 75 | WYE-WYE | 13.2 KV | 277/480 | 2001526 | #NAME? | 13.2GRDY/7.6 | 1
UG Transformer | 265 | 3-PHASE UNIT | 112 | WYE-WYE | 13.2 KV | 120/208 | - | #NAME? | 13.2GRDY/7.6 | 1
UG Transformer | 265 | 3-PHASE UNIT | 150 | WYE-DELTA | 13.2 KV | 120/208 | 2001528 | #NAME? | 13.2GRDY/7.6 | 1
UG Transformer | 265 | 3-PHASE UNIT | 150 | WYE-WYE | 13.2 KV | 120/208 | - | #NAME? | 13.2GRDY/7.6 | 1
UG Transformer | 265 | 3-PHASE UNIT | 150 | WYE-WYE | 13.2 KV | 120/208 | 2001528 | #NAME? | 13.2GRDY/7.6 | 453
UG Transformer | 265 | 3-PHASE UNIT | 150 | WYE-WYE | 13.2 KV | 120/240 | 2001528 | #NAME? | 13.2GRDY/7.6 | 40
UG Transformer | 265 | 3-PHASE UNIT | 150 | WYE-WYE | 13.2 KV | 277/480 | 2001528 | #NAME? | 13.2GRDY/7.6 | 3
UG Transformer | 265 | 3-PHASE UNIT | 225 | WYE-WYE | 13.2 KV | 120/208 | - | #NAME? | 13.2GRDY/7.6 | 9
UG Transformer | 265 | 3-PHASE UNIT | 225 | WYE-WYE | 13.2 KV | 120/208 | 2001529 | #NAME? | 13.2GRDY/7.6 | 169
UG Transformer | 265 | 3-PHASE UNIT | 225 | WYE-WYE | 13.2 KV | 120/240 | 2001529 | #NAME? | 13.2GRDY/7.6 | 9
UG Transformer | 265 | 3-PHASE UNIT | 225 | WYE-WYE | 13.2 KV | 277/480 | 2001529 | #NAME? | 13.2GRDY/7.6 | 1
UG Transformer | 265 | 3-PHASE UNIT | 300 | WYE-DELTA | 13.2 KV | 120/208 | 2001530 | #NAME? | 13.2GRDY/7.6 | 1
UG Transformer | 265 | 3-PHASE UNIT | 300 | WYE-WYE | 13.2 KV | 120/208 | - | #NAME? | 13.2GRDY/7.6 | 7
UG Transformer | 265 | 3-PHASE UNIT | 300 | WYE-WYE | 13.2 KV | 120/208 | 2001530 | #NAME? | 13.2GRDY/7.6 | 145
UG Transformer | 265 | 3-PHASE UNIT | 300 | WYE-WYE | 13.2 KV | 120/240 | - | #NAME? | 13.2GRDY/7.6 | 1
UG Transformer | 265 | 3-PHASE UNIT | 300 | WYE-WYE | 13.2 KV | 120/240 | 2001530 | #NAME? | 13.2GRDY/7.6 | 12
UG Transformer | 265 | 3-PHASE UNIT | 500 | OPEN DELTA | 13.2 KV | 120/208 | 2001531 | #NAME? | 13.2GRDY/7.6 | 2
UG Transformer | 265 | 3-PHASE UNIT | 500 | WYE-DELTA | 13.2 KV | 120/208 | 2001531 | #NAME? | 13.2GRDY/7.6 | 1
UG Transformer | 265 | 3-PHASE UNIT | 500 | WYE-WYE | 13.2 KV | 120/208 | - | #NAME? | 13.2GRDY/7.6 | 7
UG Transformer | 265 | 3-PHASE UNIT | 500 | WYE-WYE | 13.2 KV | 120/208 | 2001531 | #NAME? | 13.2GRDY/7.6 | 147
UG Transformer | 265 | 3-PHASE UNIT | 500 | WYE-WYE | 13.2 KV | 120/240 | 2001531 | #NAME? | 13.2GRDY/7.6 | 10
UG Transformer | 265 | 3-PHASE UNIT | 750 | SINGLE-PHASE | 13.2 KV | 120/208 | 2001532 | #NAME? | 13.2GRDY/7.6 | 1
UG Transformer | 265 | 3-PHASE UNIT | 750 | WYE-DELTA | 13.2 KV | 120/208 | 2001532 | #NAME? | 13.2GRDY/7.6 | 1
UG Transformer | 265 | 3-PHASE UNIT | 750 | WYE-WYE | 13.2 KV | 120/208 | 2001532 | #NAME? | 13.2GRDY/7.6 | 54
UG Transformer | 265 | 3-PHASE UNIT | 750 | WYE-WYE | 13.2 KV | 120/240 | - | #NAME? | 13.2GRDY/7.6 | 1
UG Transformer | 265 | 3-PHASE UNIT | 750 | WYE-WYE | 13.2 KV | 120/240 | 2001532 | #NAME? | 13.2GRDY/7.6 | 2
UG Transformer | 265 | 3-PHASE UNIT | 1000 | WYE-WYE | 13.2 KV | 120/208 | - | #NAME? | 13.2GRDY/7.6 | 2
UG Transformer | 265 | 3-PHASE UNIT | 1000 | WYE-WYE | 13.2 KV | 120/208 | 2001533 | #NAME? | 13.2GRDY/7.6 | 5
UG Transformer | 265 | 3-PHASE UNIT | 1000 | WYE-WYE | 13.2 KV | 120/240 | - | #NAME? | 13.2GRDY/7.6 | 1
UG Transformer | 265 | 3-PHASE UNIT | 2000 | WYE-WYE | 13.2 KV | 277/480 | - | #NAME? | 13.2GRDY/7.6 | 1
UG Transformer | 266 | 3-PHASE UNIT | 75 | WYE-DELTA | 13.2 KV | 277/480 | 2001534 | #NAME? | 13.2GRDY/7.6 | 1
UG Transformer | 266 | 3-PHASE UNIT | 75 | WYE-WYE | 13.2 KV | 120/208 | 2001534 | #NAME? | 13.2GRDY/7.6 | 1
UG Transformer | 266 | 3-PHASE UNIT | 75 | WYE-WYE | 13.2 KV | 120/240 | 2001534 | #NAME? | 13.2GRDY/7.6 | 9
UG Transformer | 266 | 3-PHASE UNIT | 75 | WYE-WYE | 13.2 KV | 277/480 | - | #NAME? | 13.2GRDY/7.6 | 5
UG Transformer | 266 | 3-PHASE UNIT | 75 | WYE-WYE | 13.2 KV | 277/480 | 2001534 | #NAME? | 13.2GRDY/7.6 | 90
UG Transformer | 266 | 3-PHASE UNIT | 150 | WYE-DELTA | 13.2 KV | 277/480 | 2001535 | #NAME? | 13.2GRDY/7.6 | 2
UG Transformer | 266 | 3-PHASE UNIT | 150 | WYE-WYE | 13.2 KV | 120/240 | 2001535 | #NAME? | 13.2GRDY/7.6 | 8
UG Transformer | 266 | 3-PHASE UNIT | 150 | WYE-WYE | 13.2 KV | 277/480 | - | #NAME? | 13.2GRDY/7.6 | 4
UG Transformer | 266 | 3-PHASE UNIT | 150 | WYE-WYE | 13.2 KV | 277/480 | 2001535 | #NAME? | 13.2GRDY/7.6 | 110
UG Transformer | 266 | 3-PHASE UNIT | 300 | WYE-DELTA | 13.2 KV | 120/240 | 2001536 | #NAME? | 13.2GRDY/7.6 | 1
UG Transformer | 266 | 3-PHASE UNIT | 300 | WYE-DELTA | 13.2 KV | 277/480 | 2001536 | #NAME? | 13.2GRDY/7.6 | 2
UG Transformer | 266 | 3-PHASE UNIT | 300 | WYE-WYE | 13.2 KV | 120/208 | 2001536 | #NAME? | 13.2GRDY/7.6 | 1
UG Transformer | 266 | 3-PHASE UNIT | 300 | WYE-WYE | 13.2 KV | 120/240 | 2001536 | #NAME? | 13.2GRDY/7.6 | 14
UG Transformer | 266 | 3-PHASE UNIT | 300 | WYE-WYE | 13.2 KV | 277/480 | 2001536 | #NAME? | 13.2GRDY/7.6 | 188
UG Transformer | 266 | 3-PHASE UNIT | 500 | WYE-WYE | 13.2 KV | 120/240 | - | #NAME? | 13.2GRDY/7.6 | 2
UG Transformer | 266 | 3-PHASE UNIT | 500 | WYE-WYE | 13.2 KV | 120/240 | 2001537 | #NAME? | 13.2GRDY/7.6 | 6
UG Transformer | 266 | 3-PHASE UNIT | 500 | WYE-WYE | 13.2 KV | 277/480 | - | #NAME? | 13.2GRDY/7.6 | 6
UG Transformer | 266 | 3-PHASE UNIT | 500 | WYE-WYE | 13.2 KV | 277/480 | 2001537 | #NAME? | 13.2GRDY/7.6 | 162
UG Transformer | 266 | 3-PHASE UNIT | 750 | WYE-WYE | 13.2 KV | 120/240 | 2001538 | #NAME? | 13.2GRDY/7.6 | 10
UG Transformer | 266 | 3-PHASE UNIT | 750 | WYE-WYE | 13.2 KV | 240/480 | 2001538 | #NAME? | 13.2GRDY/7.6 | 1
UG Transformer | 266 | 3-PHASE UNIT | 750 | WYE-WYE | 13.2 KV | 277/480 | - | #NAME? | 13.2GRDY/7.6 | 2
UG Transformer | 266 | 3-PHASE UNIT | 750 | WYE-WYE | 13.2 KV | 277/480 | 2001538 | #NAME? | 13.2GRDY/7.6 | 137
UG Transformer | 266 | 3-PHASE UNIT | 1000 | SINGLE-PHASE | 13.2 KV | 277/480 | 2001539 | #NAME? | 13.2GRDY/7.6 | 1
UG Transformer | 266 | 3-PHASE UNIT | 1000 | WYE-DELTA | 13.2 KV | 277/480 | 2001539 | #NAME? | 13.2GRDY/7.6 | 1
UG Transformer | 266 | 3-PHASE UNIT | 1000 | WYE-WYE | 13.2 KV | 120/240 | 2001539 | #NAME? | 13.2GRDY/7.6 | 6
UG Transformer | 266 | 3-PHASE UNIT | 1000 | WYE-WYE | 13.2 KV | 277/480 | 2001539 | #NAME? | 13.2GRDY/7.6 | 102
UG Transformer | 266 | 3-PHASE UNIT | 1500 | WYE-DELTA | 13.2 KV | 277/480 | 2001540 | #NAME? | 13.2GRDY/7.6 | 5
UG Transformer | 266 | 3-PHASE UNIT | 1500 | WYE-WYE | 13.2 KV | 120/240 | 2001540 | #NAME? | 13.2GRDY/7.6 | 6
UG Transformer | 266 | 3-PHASE UNIT | 1500 | WYE-WYE | 13.2 KV | 277/480 | 2001540 | #NAME? | 13.2GRDY/7.6 | 101
UG Transformer | 266 | 3-PHASE UNIT | 2000 | WYE-WYE | 13.2 KV | 120/208 | 2001541 | #NAME? | 13.2GRDY/7.6 | 1
UG Transformer | 266 | 3-PHASE UNIT | 2000 | WYE-WYE | 13.2 KV | 120/240 | 2001541 | #NAME? | 13.2GRDY/7.6 | 1
UG Transformer | 266 | 3-PHASE UNIT | 2000 | WYE-WYE | 13.2 KV | 277/480 | 2001541 | #NAME? | 13.2GRDY/7.6 | 85
UG Transformer | 266 | 3-PHASE UNIT | 2500 | WYE-WYE | 13.2 KV | 277/480 | - | #NAME? | 13.2GRDY/7.6 | 1
UG Transformer | 266 | DUMMY | 0 | SINGLE-PHASE | 13.2 KV | 120/240 | - | #NAME? | 13.2GRDY/7.6 | 1
UG Transformer | 266 | TRANSCLOSURE | 500 | WYE-WYE | 13.2 KV | 277/480 | - | #NAME? | 13.2GRDY/7.6 | 2
UG Transformer | 266 | TRANSCLOSURE | 750 | WYE-WYE | 13.2 KV | 277/480 | - | #NAME? | 13.2GRDY/7.6 | 3
UG Transformer | 266 | TRANSCLOSURE | 1000 | WYE-WYE | 13.2 KV | 277/480 | - | #NAME? | 13.2GRDY/7.6 | 1
UG Transformer | 266 | TRANSCLOSURE | 1500 | WYE-WYE | 13.2 KV | 277/480 | - | #NAME? | 13.2GRDY/7.6 | 3
UG Transformer | 267 | 1-PHASE UNIT | 75 | SINGLE-PHASE | 13.2 KV | 120/208 | 2001542 | #NAME? | 13.2GRDY/7.6 | 1
UG Transformer | 267 | 1-PHASE UNIT | 75 | WYE-WYE | 13.2 KV | 120/240 | 2001542 | #NAME? | 13.2GRDY/7.6 | 3
UG Transformer | 267 | 1-PHASE UNIT | 150 | SINGLE-PHASE | 13.2 KV | 120/208 | 2001543 | #NAME? | 13.2GRDY/7.6 | 1
UG Transformer | 267 | 1-PHASE UNIT | 150 | WYE-WYE | 13.2 KV | 120/208 | 2001543 | #NAME? | 13.2GRDY/7.6 | 2
UG Transformer | 267 | 3-PHASE UNIT | 75 | DELTA-DELTA | 13.2 KV | 120/208 | 2001542 | #NAME? | 13.2GRDY/7.6 | 1
UG Transformer | 267 | 3-PHASE UNIT | 75 | DELTA-WYE | 13.2 KV | 120/208 | 2001542 | #NAME? | 13.2GRDY/7.6 | 2
UG Transformer | 267 | 3-PHASE UNIT | 75 | OPEN DELTA | 13.2 KV | 120/208 | 2001542 | #NAME? | 13.2GRDY/7.6 | 1
UG Transformer | 267 | 3-PHASE UNIT | 75 | SINGLE-PHASE | 13.2 KV | 120/208 | 2001542 | #NAME? | 13.2GRDY/7.6 | 152
UG Transformer | 267 | 3-PHASE UNIT | 75 | WYE-DELTA | 13.2 KV | 120/208 | 2001542 | #NAME? | 13.2GRDY/7.6 | 19
UG Transformer | 267 | 3-PHASE UNIT | 75 | WYE-DELTA | 13.2 KV | 120/240 | 2001542 | #NAME? | 13.2GRDY/7.6 | 1
UG Transformer | 267 | 3-PHASE UNIT | 75 | WYE-WYE | 13.2 KV | 120/208 | - | #NAME? | 13.2GRDY/7.6 | 43
UG Transformer | 267 | 3-PHASE UNIT | 75 | WYE-WYE | 13.2 KV | 120/208 | 2001542 | #NAME? | 13.2GRDY/7.6 | 951
UG Transformer | 267 | 3-PHASE UNIT | 75 | WYE-WYE | 13.2 KV | 120/240 | - | #NAME? | 13.2GRDY/7.6 | 1
UG Transformer | 267 | 3-PHASE UNIT | 75 | WYE-WYE | 13.2 KV | 120/240 | 2001542 | #NAME? | 13.2GRDY/7.6 | 113
UG Transformer | 267 | 3-PHASE UNIT | 75 | WYE-WYE | 13.2 KV | 277/480 | 2001542 | #NAME? | 13.2GRDY/7.6 | 3
UG Transformer | 267 | 3-PHASE UNIT | 150 | DELTA-WYE | 13.2 KV | 120/208 | 2001543 | #NAME? | 13.2GRDY/7.6 | 3
UG Transformer | 267 | 3-PHASE UNIT | 150 | OPEN DELTA | 13.2 KV | 120/208 | 2001543 | #NAME? | 13.2GRDY/7.6 | 1
UG Transformer | 267 | 3-PHASE UNIT | 150 | SINGLE-PHASE | 13.2 KV | 120/208 | 2001543 | #NAME? | 13.2GRDY/7.6 | 159
UG Transformer | 267 | 3-PHASE UNIT | 150 | WYE-DELTA | 13.2 KV | 120/208 | 2001543 | #NAME? | 13.2GRDY/7.6 | 16
UG Transformer | 267 | 3-PHASE UNIT | 150 | WYE-DELTA | 13.2 KV | 120/240 | 2001543 | #NAME? | 13.2GRDY/7.6 | 3
UG Transformer | 267 | 3-PHASE UNIT | 150 | WYE-WYE | 13.2 KV | 120/208 | - | #NAME? | 13.2GRDY/7.6 | 4
UG Transformer | 267 | 3-PHASE UNIT | 150 | WYE-WYE | 13.2 KV | 120/208 | 2001528 | #NAME? | 13.2GRDY/7.6 | 1
UG Transformer | 267 | 3-PHASE UNIT | 150 | WYE-WYE | 13.2 KV | 120/208 | 2001543 | #NAME? | 13.2GRDY/7.6 | 1290
UG Transformer | 267 | 3-PHASE UNIT | 150 | WYE-WYE | 13.2 KV | 120/240 | 2001543 | #NAME? | 13.2GRDY/7.6 | 136
UG Transformer | 267 | 3-PHASE UNIT | 150 | WYE-WYE | 13.2 KV | 277/480 | 2001543 | #NAME? | 13.2GRDY/7.6 | 2
UG Transformer | 267 | 3-PHASE UNIT | 225 | DELTA-WYE | 13.2 KV | 120/208 | 2001544 | #NAME? | 13.2GRDY/7.6 | 1
UG Transformer | 267 | 3-PHASE UNIT | 225 | SINGLE-PHASE | 13.2 KV | 120/208 | 2001543 | #NAME? | 13.2GRDY/7.6 | 1
UG Transformer | 267 | 3-PHASE UNIT | 225 | SINGLE-PHASE | 13.2 KV | 120/208 | 2001544 | #NAME? | 13.2GRDY/7.6 | 55
UG Transformer | 267 | 3-PHASE UNIT | 225 | WYE-DELTA | 13.2 KV | 120/208 | 2001544 | #NAME? | 13.2GRDY/7.6 | 6
UG Transformer | 267 | 3-PHASE UNIT | 225 | WYE-WYE | 13.2 KV | 120/208 | - | #NAME? | 13.2GRDY/7.6 | 21
UG Transformer | 267 | 3-PHASE UNIT | 225 | WYE-WYE | 13.2 KV | 120/208 | 2001530 | #NAME? | 13.2GRDY/7.6 | 1
UG Transformer | 267 | 3-PHASE UNIT | 225 | WYE-WYE | 13.2 KV | 120/208 | 2001544 | #NAME? | 13.2GRDY/7.6 | 548
UG Transformer | 267 | 3-PHASE UNIT | 225 | WYE-WYE | 13.2 KV | 120/240 | - | #NAME? | 13.2GRDY/7.6 | 2
UG Transformer | 267 | 3-PHASE UNIT | 225 | WYE-WYE | 13.2 KV | 120/240 | 2001544 | #NAME? | 13.2GRDY/7.6 | 42
UG Transformer | 267 | 3-PHASE UNIT | 300 | DELTA-WYE | 13.2 KV | 120/208 | 2001545 | #NAME? | 13.2GRDY/7.6 | 1
UG Transformer | 267 | 3-PHASE UNIT | 300 | SINGLE-PHASE | 13.2 KV | 120/208 | 2001545 | #NAME? | 13.2GRDY/7.6 | 63
UG Transformer | 267 | 3-PHASE UNIT | 300 | WYE-DELTA | 13.2 KV | 120/208 | 2001545 | #NAME? | 13.2GRDY/7.6 | 10
UG Transformer | 267 | 3-PHASE UNIT | 300 | WYE-WYE | 13.2 KV | 120/208 | 2001530 | #NAME? | 13.2GRDY/7.6 | 4
UG Transformer | 267 | 3-PHASE UNIT | 300 | WYE-WYE | 13.2 KV | 120/208 | 2001545 | #NAME? | 13.2GRDY/7.6 | 504
UG Transformer | 267 | 3-PHASE UNIT | 300 | WYE-WYE | 13.2 KV | 120/208 |  | #NAME? | 13.2GRDY/7.6 | 1
UG Transformer | 267 | 3-PHASE UNIT | 300 | WYE-WYE | 13.2 KV | 120/240 | 2001545 | #NAME? | 13.2GRDY/7.6 | 28
UG Transformer | 267 | 3-PHASE UNIT | 300 | WYE-WYE | 13.2 KV | 277/480 | 2001545 | #NAME? | 13.2GRDY/7.6 | 1
UG Transformer | 267 | 3-PHASE UNIT | 500 | OPEN DELTA | 13.2 KV | 120/208 | 2001546 | #NAME? | 13.2GRDY/7.6 | 1
UG Transformer | 267 | 3-PHASE UNIT | 500 | SINGLE-PHASE | 13.2 KV | 120/208 | 2001546 | #NAME? | 13.2GRDY/7.6 | 42
UG Transformer | 267 | 3-PHASE UNIT | 500 | SINGLE-PHASE | 13.2 KV | 120/208 | 2112562 | #NAME? | 13.2GRDY/7.6 | 5
UG Transformer | 267 | 3-PHASE UNIT | 500 | WYE-DELTA | 13.2 KV | 120/208 | 2001546 | #NAME? | 13.2GRDY/7.6 | 5
UG Transformer | 267 | 3-PHASE UNIT | 500 | WYE-WYE | 13.2 KV | 120/208 | - | #NAME? | 13.2GRDY/7.6 | 12
UG Transformer | 267 | 3-PHASE UNIT | 500 | WYE-WYE | 13.2 KV | 120/208 | 2001531 | #NAME? | 13.2GRDY/7.6 | 1
UG Transformer | 267 | 3-PHASE UNIT | 500 | WYE-WYE | 13.2 KV | 120/208 | 2001546 | #NAME? | 13.2GRDY/7.6 | 301
UG Transformer | 267 | 3-PHASE UNIT | 500 | WYE-WYE | 13.2 KV | 120/208 | 2112562 | #NAME? | 13.2GRDY/7.6 | 8
UG Transformer | 267 | 3-PHASE UNIT | 500 | WYE-WYE | 13.2 KV | 120/240 | 2001522 | #NAME? | 13.2GRDY/7.6 | 1
UG Transformer | 267 | 3-PHASE UNIT | 500 | WYE-WYE | 13.2 KV | 120/240 | 2001546 | #NAME? | 13.2GRDY/7.6 | 12
UG Transformer | 267 | 3-PHASE UNIT | 500 | WYE-WYE | 13.2 KV | 277/480 | 2001546 | #NAME? | 13.2GRDY/7.6 | 3
UG Transformer | 267 | 3-PHASE UNIT | 750 | OPEN DELTA | 13.2 KV | 120/208 | 2001547 | #NAME? | 13.2GRDY/7.6 | 2
UG Transformer | 267 | 3-PHASE UNIT | 750 | SINGLE-PHASE | 13.2 KV | 120/208 | 2001547 | #NAME? | 13.2GRDY/7.6 | 18
UG Transformer | 267 | 3-PHASE UNIT | 750 | SINGLE-PHASE | 13.2 KV | 120/208 | 2001548 | #NAME? | 13.2GRDY/7.6 | 13
UG Transformer | 267 | 3-PHASE UNIT | 750 | WYE-DELTA | 13.2 KV | 120/208 | 2001547 | #NAME? | 13.2GRDY/7.6 | 2
UG Transformer | 267 | 3-PHASE UNIT | 750 | WYE-WYE | 13.2 KV | 120/208 | - | #NAME? | 13.2GRDY/7.6 | 3
UG Transformer | 267 | 3-PHASE UNIT | 750 | WYE-WYE | 13.2 KV | 120/208 | 2001547 | #NAME? | 13.2GRDY/7.6 | 135
UG Transformer | 267 | 3-PHASE UNIT | 750 | WYE-WYE | 13.2 KV | 120/208 | 2001548 | #NAME? | 13.2GRDY/7.6 | 21
UG Transformer | 267 | 3-PHASE UNIT | 750 | WYE-WYE | 13.2 KV | 120/240 | 2001547 | #NAME? | 13.2GRDY/7.6 | 8
UG Transformer | 267 | 3-PHASE UNIT | 750 | WYE-WYE | 13.2 KV | 277/480 | 2001547 | #NAME? | 13.2GRDY/7.6 | 1
UG Transformer | 267 | 3-PHASE UNIT | 1000 | SINGLE-PHASE | 13.2 KV | 120/208 | 2001549 | #NAME? | 13.2GRDY/7.6 | 11
UG Transformer | 267 | 3-PHASE UNIT | 1000 | SINGLE-PHASE | 13.2 KV | 120/208 | 2001550 | #NAME? | 13.2GRDY/7.6 | 15
UG Transformer | 267 | 3-PHASE UNIT | 1000 | WYE-DELTA | 13.2 KV | 120/208 | 2001550 | #NAME? | 13.2GRDY/7.6 | 2
UG Transformer | 267 | 3-PHASE UNIT | 1000 | WYE-WYE | 13.2 KV | 120/208 | - | #NAME? | 13.2GRDY/7.6 | 5
UG Transformer | 267 | 3-PHASE UNIT | 1000 | WYE-WYE | 13.2 KV | 120/208 | 2001548 | #NAME? | 13.2GRDY/7.6 | 1
UG Transformer | 267 | 3-PHASE UNIT | 1000 | WYE-WYE | 13.2 KV | 120/208 | 2001549 | #NAME? | 13.2GRDY/7.6 | 19
UG Transformer | 267 | 3-PHASE UNIT | 1000 | WYE-WYE | 13.2 KV | 120/208 | 2001550 | #NAME? | 13.2GRDY/7.6 | 5
UG Transformer | 267 | 3-PHASE UNIT | 1000 | WYE-WYE | 13.2 KV | 277/480 | 2001549 | #NAME? | 13.2GRDY/7.6 | 1
UG Transformer | 267 | BANKED SINGLE PHASE | 300 | SINGLE-PHASE | 13.2 KV | 120/208 | 2001545 | #NAME? | 13.2GRDY/7.6 | 1
UG Transformer | 268 | 1-PHASE UNIT | 75 | SINGLE-PHASE | 13.2 KV | 277/480 | 2001551 | #NAME? | 13.2GRDY/7.6 | 1
UG Transformer | 268 | 1-PHASE UNIT | 75 | WYE-WYE | 13.2 KV | 277/480 | 2001551 | #NAME? | 13.2GRDY/7.6 | 1
UG Transformer | 268 | 3-PHASE UNIT | 75 | DELTA-DELTA | 13.2 KV | 277/480 | 2001551 | #NAME? | 13.2GRDY/7.6 | 1
UG Transformer | 268 | 3-PHASE UNIT | 75 | OPEN DELTA | 13.2 KV | 277/480 | 2001551 | #NAME? | 13.2GRDY/7.6 | 3
UG Transformer | 268 | 3-PHASE UNIT | 75 | SINGLE-PHASE | 13.2 KV | 277/480 | 2001551 | #NAME? | 13.2GRDY/7.6 | 88
UG Transformer | 268 | 3-PHASE UNIT | 75 | WYE-DELTA | 13.2 KV | 277/480 | 2001551 | #NAME? | 13.2GRDY/7.6 | 15
UG Transformer | 268 | 3-PHASE UNIT | 75 | WYE-WYE | 13.2 KV | 120/208 | 2001551 | #NAME? | 13.2GRDY/7.6 | 2
UG Transformer | 268 | 3-PHASE UNIT | 75 | WYE-WYE | 13.2 KV | 120/240 | - | #NAME? | 13.2GRDY/7.6 | 1
UG Transformer | 268 | 3-PHASE UNIT | 75 | WYE-WYE | 13.2 KV | 120/240 | 2001551 | #NAME? | 13.2GRDY/7.6 | 18
UG Transformer | 268 | 3-PHASE UNIT | 75 | WYE-WYE | 13.2 KV | 277/480 | - | #NAME? | 13.2GRDY/7.6 | 21
UG Transformer | 268 | 3-PHASE UNIT | 75 | WYE-WYE | 13.2 KV | 277/480 | 2001542 | #NAME? | 13.2GRDY/7.6 | 1
UG Transformer | 268 | 3-PHASE UNIT | 75 | WYE-WYE | 13.2 KV | 277/480 | 2001551 | #NAME? | 13.2GRDY/7.6 | 426
UG Transformer | 268 | 3-PHASE UNIT | 75 | WYE-WYE | 13.2 KV | 277/480 | 2001555 | #NAME? | 13.2GRDY/7.6 | 11
UG Transformer | 268 | 3-PHASE UNIT | 150 | DELTA-WYE | 13.2 KV | 277/480 | 2001552 | #NAME? | 13.2GRDY/7.6 | 2
UG Transformer | 268 | 3-PHASE UNIT | 150 | OPEN DELTA | 13.2 KV | 277/480 | 2001552 | #NAME? | 13.2GRDY/7.6 | 1
UG Transformer | 268 | 3-PHASE UNIT | 150 | SINGLE-PHASE | 13.2 KV | 277/480 | 2001552 | #NAME? | 13.2GRDY/7.6 | 25
UG Transformer | 268 | 3-PHASE UNIT | 150 | WYE-DELTA | 13.2 KV | 277/480 | 2001552 | #NAME? | 13.2GRDY/7.6 | 8
UG Transformer | 268 | 3-PHASE UNIT | 150 | WYE-WYE | 13.2 KV | 120/208 | 2001552 | #NAME? | 13.2GRDY/7.6 | 2
UG Transformer | 268 | 3-PHASE UNIT | 150 | WYE-WYE | 13.2 KV | 120/240 | 2001552 | #NAME? | 13.2GRDY/7.6 | 18
UG Transformer | 268 | 3-PHASE UNIT | 150 | WYE-WYE | 13.2 KV | 240/480 | 2001552 | #NAME? | 13.2GRDY/7.6 | 1
UG Transformer | 268 | 3-PHASE UNIT | 150 | WYE-WYE | 13.2 KV | 277/480 | 2001552 | #NAME? | 13.2GRDY/7.6 | 263
UG Transformer | 268 | 3-PHASE UNIT | 225 | WYE-WYE | 13.2 KV | 120/208 | - | #NAME? | 13.2GRDY/7.6 | 1
UG Transformer | 268 | 3-PHASE UNIT | 300 | SINGLE-PHASE | 13.2 KV | 277/480 | 2001553 | #NAME? | 13.2GRDY/7.6 | 63
UG Transformer | 268 | 3-PHASE UNIT | 300 | SINGLE-PHASE | 13.2 KV | 277/480 | 2001554 | #NAME? | 13.2GRDY/7.6 | 5
UG Transformer | 268 | 3-PHASE UNIT | 300 | WYE-DELTA | 13.2 KV | 120/240 | 2001553 | #NAME? | 13.2GRDY/7.6 | 2
UG Transformer | 268 | 3-PHASE UNIT | 300 | WYE-DELTA | 13.2 KV | 277/480 | 2001553 | #NAME? | 13.2GRDY/7.6 | 10
UG Transformer | 268 | 3-PHASE UNIT | 300 | WYE-DELTA | 13.2 KV | 277/480 | 2001554 | #NAME? | 13.2GRDY/7.6 | 1
UG Transformer | 268 | 3-PHASE UNIT | 300 | WYE-WYE | 13.2 KV | 120/208 | 2001553 | #NAME? | 13.2GRDY/7.6 | 7
UG Transformer | 268 | 3-PHASE UNIT | 300 | WYE-WYE | 13.2 KV | 120/240 | 2001553 | #NAME? | 13.2GRDY/7.6 | 25
UG Transformer | 268 | 3-PHASE UNIT | 300 | WYE-WYE | 13.2 KV | 240/480 | 2001553 | #NAME? | 13.2GRDY/7.6 | 2
UG Transformer | 268 | 3-PHASE UNIT | 300 | WYE-WYE | 13.2 KV | 277/480 | 2001553 | #NAME? | 13.2GRDY/7.6 | 467
UG Transformer | 268 | 3-PHASE UNIT | 300 | WYE-WYE | 13.2 KV | 277/480 | 2001554 | #NAME? | 13.2GRDY/7.6 | 9
UG Transformer | 268 | 3-PHASE UNIT | 500 | OPEN DELTA | 13.2 KV | 277/480 | 2001556 | #NAME? | 13.2GRDY/7.6 | 1
UG Transformer | 268 | 3-PHASE UNIT | 500 | SINGLE-PHASE | 13.2 KV | 277/480 | 2001556 | #NAME? | 13.2GRDY/7.6 | 39
UG Transformer | 268 | 3-PHASE UNIT | 500 | SINGLE-PHASE | 13.2 KV | 277/480 | 2001558 | #NAME? | 13.2GRDY/7.6 | 8
UG Transformer | 268 | 3-PHASE UNIT | 500 | WYE-DELTA | 13.2 KV | 120/208 | 2001556 | #NAME? | 13.2GRDY/7.6 | 1
UG Transformer | 268 | 3-PHASE UNIT | 500 | WYE-DELTA | 13.2 KV | 120/240 | 2001556 | #NAME? | 13.2GRDY/7.6 | 1
UG Transformer | 268 | 3-PHASE UNIT | 500 | WYE-DELTA | 13.2 KV | 277/480 | 2001556 | #NAME? | 13.2GRDY/7.6 | 10
UG Transformer | 268 | 3-PHASE UNIT | 500 | WYE-WYE | 13.2 KV | 120/208 | 2001556 | #NAME? | 13.2GRDY/7.6 | 3
UG Transformer | 268 | 3-PHASE UNIT | 500 | WYE-WYE | 13.2 KV | 120/240 | 2001556 | #NAME? | 13.2GRDY/7.6 | 26
UG Transformer | 268 | 3-PHASE UNIT | 500 | WYE-WYE | 13.2 KV | 240/480 | 2001556 | #NAME? | 13.2GRDY/7.6 | 1
UG Transformer | 268 | 3-PHASE UNIT | 500 | WYE-WYE | 13.2 KV | 277/480 | - | #NAME? | 13.2GRDY/7.6 | 1
UG Transformer | 268 | 3-PHASE UNIT | 500 | WYE-WYE | 13.2 KV | 277/480 | 2001543 | #NAME? | 13.2GRDY/7.6 | 1
UG Transformer | 268 | 3-PHASE UNIT | 500 | WYE-WYE | 13.2 KV | 277/480 | 2001553 | #NAME? | 13.2GRDY/7.6 | 1
UG Transformer | 268 | 3-PHASE UNIT | 500 | WYE-WYE | 13.2 KV | 277/480 | 2001556 | #NAME? | 13.2GRDY/7.6 | 436
UG Transformer | 268 | 3-PHASE UNIT | 500 | WYE-WYE | 13.2 KV | 277/480 | 2001558 | #NAME? | 13.2GRDY/7.6 | 15
UG Transformer | 268 | 3-PHASE UNIT | 750 | SINGLE-PHASE | 13.2 KV | 277/480 | 2001556 | #NAME? | 13.2GRDY/7.6 | 1
UG Transformer | 268 | 3-PHASE UNIT | 750 | SINGLE-PHASE | 13.2 KV | 277/480 | 2001559 | #NAME? | 13.2GRDY/7.6 | 30
UG Transformer | 268 | 3-PHASE UNIT | 750 | SINGLE-PHASE | 13.2 KV | 277/480 | 2001560 | #NAME? | 13.2GRDY/7.6 | 3
UG Transformer | 268 | 3-PHASE UNIT | 750 | WYE-DELTA | 13.2 KV | 277/480 | 2001559 | #NAME? | 13.2GRDY/7.6 | 7
UG Transformer | 268 | 3-PHASE UNIT | 750 | WYE-WYE | 13.2 KV | 120/208 | 2001559 | #NAME? | 13.2GRDY/7.6 | 1
UG Transformer | 268 | 3-PHASE UNIT | 750 | WYE-WYE | 13.2 KV | 120/240 | 2001559 | #NAME? | 13.2GRDY/7.6 | 22
UG Transformer | 268 | 3-PHASE UNIT | 750 | WYE-WYE | 13.2 KV | 277/480 | 2001559 | #NAME? | 13.2GRDY/7.6 | 298
UG Transformer | 268 | 3-PHASE UNIT | 750 | WYE-WYE | 13.2 KV | 277/480 | 2001560 | #NAME? | 13.2GRDY/7.6 | 13
UG Transformer | 268 | 3-PHASE UNIT | 1000 | SINGLE-PHASE | 13.2 KV | 277/480 | 2001561 | #NAME? | 13.2GRDY/7.6 | 33
UG Transformer | 268 | 3-PHASE UNIT | 1000 | SINGLE-PHASE | 13.2 KV | 277/480 | 2001562 | #NAME? | 13.2GRDY/7.6 | 5
UG Transformer | 268 | 3-PHASE UNIT | 1000 | WYE-DELTA | 13.2 KV | 120/240 | 2001561 | #NAME? | 13.2GRDY/7.6 | 1
UG Transformer | 268 | 3-PHASE UNIT | 1000 | WYE-DELTA | 13.2 KV | 277/480 | 2001561 | #NAME? | 13.2GRDY/7.6 | 3
UG Transformer | 268 | 3-PHASE UNIT | 1000 | WYE-WYE | 13.2 KV | 120/240 | 2001561 | #NAME? | 13.2GRDY/7.6 | 15
UG Transformer | 268 | 3-PHASE UNIT | 1000 | WYE-WYE | 13.2 KV | 277/480 | 2001560 | #NAME? | 13.2GRDY/7.6 | 1
UG Transformer | 268 | 3-PHASE UNIT | 1000 | WYE-WYE | 13.2 KV | 277/480 | 2001561 | #NAME? | 13.2GRDY/7.6 | 220
UG Transformer | 268 | 3-PHASE UNIT | 1000 | WYE-WYE | 13.2 KV | 277/480 | 2001562 | #NAME? | 13.2GRDY/7.6 | 10
UG Transformer | 268 | 3-PHASE UNIT | 1000 | WYE-WYE | 13.2 KV | 277/480 |  | #NAME? | 13.2GRDY/7.6 | 1
UG Transformer | 268 | 3-PHASE UNIT | 1500 | DELTA-WYE | 13.2 KV | 277/480 | 2001563 | #NAME? | 13.2GRDY/7.6 | 1
UG Transformer | 268 | 3-PHASE UNIT | 1500 | SINGLE-PHASE | 13.2 KV | 277/480 | 2001563 | #NAME? | 13.2GRDY/7.6 | 41
UG Transformer | 268 | 3-PHASE UNIT | 1500 | SINGLE-PHASE | 13.2 KV | 277/480 | 2001564 | #NAME? | 13.2GRDY/7.6 | 6
UG Transformer | 268 | 3-PHASE UNIT | 1500 | WYE-DELTA | 13.2 KV | 277/480 | 2001563 | #NAME? | 13.2GRDY/7.6 | 3
UG Transformer | 268 | 3-PHASE UNIT | 1500 | WYE-DELTA | 13.2 KV | 277/480 | 2001564 | #NAME? | 13.2GRDY/7.6 | 2
UG Transformer | 268 | 3-PHASE UNIT | 1500 | WYE-WYE | 13.2 KV | 120/208 | 2001563 | #NAME? | 13.2GRDY/7.6 | 1
UG Transformer | 268 | 3-PHASE UNIT | 1500 | WYE-WYE | 13.2 KV | 120/240 | 2001563 | #NAME? | 13.2GRDY/7.6 | 9
UG Transformer | 268 | 3-PHASE UNIT | 1500 | WYE-WYE | 13.2 KV | 277/480 | 2001563 | #NAME? | 13.2GRDY/7.6 | 205
UG Transformer | 268 | 3-PHASE UNIT | 1500 | WYE-WYE | 13.2 KV | 277/480 | 2001564 | #NAME? | 13.2GRDY/7.6 | 3
UG Transformer | 268 | 3-PHASE UNIT | 2000 | SINGLE-PHASE | 13.2 KV | 277/480 | 2001565 | #NAME? | 13.2GRDY/7.6 | 35
UG Transformer | 268 | 3-PHASE UNIT | 2000 | SINGLE-PHASE | 13.2 KV | 277/480 | 2001566 | #NAME? | 13.2GRDY/7.6 | 15
UG Transformer | 268 | 3-PHASE UNIT | 2000 | WYE-DELTA | 13.2 KV | 277/480 | 2001565 | #NAME? | 13.2GRDY/7.6 | 2
UG Transformer | 268 | 3-PHASE UNIT | 2000 | WYE-WYE | 13.2 KV | 120/240 | - | #NAME? | 13.2GRDY/7.6 | 2
UG Transformer | 268 | 3-PHASE UNIT | 2000 | WYE-WYE | 13.2 KV | 277/480 | - | #NAME? | 13.2GRDY/7.6 | 4
UG Transformer | 268 | 3-PHASE UNIT | 2000 | WYE-WYE | 13.2 KV | 277/480 | 2001560 | #NAME? | 13.2GRDY/7.6 | 1
UG Transformer | 268 | 3-PHASE UNIT | 2000 | WYE-WYE | 13.2 KV | 277/480 | 2001565 | #NAME? | 13.2GRDY/7.6 | 159
UG Transformer | 268 | 3-PHASE UNIT | 2000 | WYE-WYE | 13.2 KV | 277/480 | 2001566 | #NAME? | 13.2GRDY/7.6 | 17
UG Transformer | 268 | TRANSCLOSURE | 1500 | WYE-WYE | 13.2 KV | 277/480 | - | #NAME? | 13.2GRDY/7.6 | 2
UG Transformer | 271 | 3-PHASE UNIT | 1000 | WYE-WYE | 13.2 KV | 120/240 | - | #NAME? | 13.2GRDY/7.6 | 1
UG Transformer | 271 | 3-PHASE UNIT | 2000 | WYE-DELTA | 13.2 KV | 120/240 | - | #NAME? | 13.2GRDY/7.6 | 1
UG Transformer | 271 | 3-PHASE UNIT | 2000 | WYE-WYE | 13.2 KV | 120/240 | - | #NAME? | 13.2GRDY/7.6 | 1
UG Transformer | 271 | 3-PHASE UNIT | 2000 | WYE-WYE | 13.2 KV | 240/480 | - | #NAME? | 13.2GRDY/7.6 | 1
UG Transformer | 271 | 3-PHASE UNIT | 2000 | WYE-WYE | 13.2 KV | 4160Y/2400 | - | #NAME? | 13.2GRDY/7.6 | 6
UG Transformer | 271 | 3-PHASE UNIT | 2500 | WYE-WYE | 13.2 KV | 2400/4160 | - | #NAME? | 13.2GRDY/7.6 | 1
UG Transformer | 271 | TRANSCLOSURE | 1500 | WYE-WYE | 13.2 KV | 277/480 | - | #NAME? | 13.2GRDY/7.6 | 1
UG Transformer | 272 | 3-PHASE UNIT | 1000 | WYE-WYE | 13.2 KV | 4160Y/2400 | 2001570 | #NAME? | 13.2GRDY/7.6 | 2
UG Transformer | 272 | 3-PHASE UNIT | 1500 | WYE-WYE | 13.2 KV | 277/480 | 2001571 | #NAME? | 13.2GRDY/7.6 | 1
UG Transformer | 272 | 3-PHASE UNIT | 2000 | SINGLE-PHASE | 13.2 KV | 4160Y/2400 | 2001572 | #NAME? | 13.2GRDY/7.6 | 3
UG Transformer | 272 | 3-PHASE UNIT | 2000 | WYE-DELTA | 13.2 KV | 120/240 | - | #NAME? | 13.2GRDY/7.6 | 2
UG Transformer | 272 | 3-PHASE UNIT | 2000 | WYE-DELTA | 13.2 KV | 4160Y/2400 | 2001572 | #NAME? | 13.2GRDY/7.6 | 3
UG Transformer | 272 | 3-PHASE UNIT | 2000 | WYE-WYE | 13.2 KV | 120/240 | - | #NAME? | 13.2GRDY/7.6 | 1
UG Transformer | 272 | 3-PHASE UNIT | 2000 | WYE-WYE | 13.2 KV | 4160Y/2400 | 2001572 | #NAME? | 13.2GRDY/7.6 | 22
UG Transformer | 274 | 3-PHASE UNIT | 2000 | WYE-WYE | 13.2 KV | 120/240 | - | #NAME? | 13.2GRDY/7.6 | 3
UG Transformer | 274 | 3-PHASE UNIT | 2000 | WYE-WYE | 13.2 KV | 277/480 | - | #NAME? | 13.2GRDY/7.6 | 1
UG Transformer | 274 | 3-PHASE UNIT | 2000 | WYE-WYE | 13.2 KV | 277/480 | 2001578 | #NAME? | 13.2GRDY/7.6 | 2
UG Transformer | 275 | 1-PHASE UNIT | 50 | SINGLE-PHASE | 13.2 KV | 120/240 | - | #NAME? | 13.2GRDY/7.6 | 1
UG Transformer | 275 | 1-PHASE UNIT | 75 | SINGLE-PHASE | 13.2 KV | 120/240 | - | #NAME? | 13.2GRDY/7.6 | 1

## Transformer Averages
Can KVA | Secondary Voltage | Price | Sum of Count | Price*Count | Can KVA | Secondary Voltage | Total Count | Average Price | Can KVA | Secondary Voltage | Price | Sum of Count | Price*Count | Can KVA | Secondary Voltage | Total Count | Average Price
5 | 120/240 | 2435.58 | 3 | 7306.74 | 5 | 120/240 | 22 | 3083.9055 | 10 | 120/240 | 2435.58 | 12 | 29226.96 | 10 | 120/240 | 16 | 2793.0469
5 | 120/240 | 2538.13 | 5 | 12690.65 | 10 | 120/208 | 16 | 2435.58 | 10 | 120/240 | 2538.13 | 1 | 2538.13 | 15 | 120/240 | 34 | 2681.6718
5 | 120/240 | 3129.01 | 5 | 15645.05 | 10 | 120/240 | 5734 | 2576.8868 | 10 | 120/240 | 3129.01 | 2 | 6258.02 | 25 | 120/208 | 1 | 3129.01
5 | 120/240 | 3501.14 | 7 | 24507.98 | 10 | 240/480 | 2 | 2435.58 | 10 | 120/240 | 6665.64 | 1 | 6665.64 | 25 | 120/240 | 3997 | 8978.5533
5 | 120/240 | 3847.75 | 2 | 7695.5 | 10 | 277/480 | 8 | 2435.58 | 15 | 120/240 | 2538.13 | 27 | 68529.51 | 37 | 120/240 | 77 | 3472.1429
10 | 120/208 | 2435.58 | 16 | 38969.28 | 15 | 120/208 | 30 | 2557.826 | 15 | 120/240 | 3129.01 | 5 | 15645.05 | 37 | 277/480 | 3 | 3501.14
10 | 120/240 | 2435.58 | 4710 | 11471581.8 | 15 | 120/240 | 11910 | 2637.3403 | 15 | 120/240 | 3501.14 | 2 | 7002.28 | 37.5 | 120/240 | 8059 | 9763.403
10 | 120/240 | 2538.13 | 214 | 543159.82 | 15 | 240/480 | 1 | 3129.01 | 25 | 120/208 | 3129.01 | 1 | 3129.01 | 50 | 120/208 | 1 | 7524.04
10 | 120/240 | 3129.01 | 396 | 1239087.96 | 15 | 277/480 | 1 | 2538.13 | 25 | 120/240 | 3129.01 | 54 | 168966.54 | 50 | 120/240 | 11775 | 7510.3226
10 | 120/240 | 3501.14 | 261 | 913797.54 | 25 | 120/208 | 54 | 3107.1256 | 25 | 120/240 | 3847.75 | 2 | 7695.5 | 50 | 240/480 | 3 | 3686.62
10 | 120/240 | 3847.75 | 134 | 515598.5 | 25 | 120/240 | 27469 | 3155.5732 | 25 | 120/240 | 4665.41 | 1 | 4665.41 | 75 | 120/208 | 1129 | 19870.0447
10 | 120/240 | 4665.41 | 17 | 79311.97 | 25 | 240/480 | 13 | 3129.01 | 25 | 120/240 | 6665.64 | 1 | 6665.64 | 75 | 120/240 | 7125 | 8697.8581
10 | 120/240 | 6665.64 | 2 | 13331.28 | 25 | 277/480 | 29 | 3129.01 | 25 | 120/240 | 9062.41 | 3935 | 35660583.35 | 75 | 277/480 | 550 | 19405.9842
10 | 240/480 | 2435.58 | 2 | 4871.16 | 37 | 120/208 | 27 | 3473.5748 | 25 | 120/240 | 9410.53 | 1 | 9410.53 | 100 | 120/240 | 1468 | 9345.5893
10 | 277/480 | 2435.58 | 8 | 19484.64 | 37 | 120/240 | 8281 | 3462.1156 | 25 | 120/240 | 9763.49 | 3 | 29290.47 | 150 | 120/208 | 1474 | 20317.3391
15 | 120/208 | 2538.13 | 29 | 73605.77 | 37 | 240/480 | 5 | 3288.028 | 37 | 120/240 | 3129.01 | 6 | 18774.06 | 150 | 120/240 | 157 | 20752.2793
15 | 120/208 | 3129.01 | 1 | 3129.01 | 37 | 277/480 | 10 | 3367.626 | 37 | 120/240 | 3501.14 | 71 | 248580.94 | 150 | 240/480 | 1 | 24151.21
15 | 120/240 | 2435.58 | 100 | 243558 | 37.5 | 120/240 | 12206 | 3528.2576 | 37 | 277/480 | 3501.14 | 3 | 10503.42 | 150 | 277/480 | 301 | 24125.7012
15 | 120/240 | 2538.13 | 10531 | 26729047.03 | 37.5 | 240/480 | 3 | 3686.62 | 37.5 | 120/240 | 9062.41 | 1 | 9062.41 | 167 | 120/240 | 316 | 13096.0781
15 | 120/240 | 3129.01 | 500 | 1564505 | 50 | 120/208 | 30 | 3792.5423 | 37.5 | 120/240 | 9763.49 | 8058 | 78674202.42 | 225 | 120/208 | 611 | 27096.1087
15 | 120/240 | 3501.14 | 456 | 1596519.84 | 50 | 120/240 | 14605 | 3849.7738 | 50 | 120/208 | 7524.04 | 1 | 7524.04 | 225 | 120/240 | 42 | 27107.23
15 | 120/240 | 3847.75 | 288 | 1108152 | 50 | 240/480 | 98 | 3680.9301 | 50 | 120/240 | 3501.14 | 7 | 24507.98 | 250 | 120/240 | 8 | 11547.93
15 | 120/240 | 4665.41 | 33 | 153958.53 | 50 | 277/480 | 17 | 3785.0824 | 50 | 120/240 | 3847.75 | 31 | 119280.25 | 300 | 120/208 | 586 | 29972.3716
15 | 120/240 | 6665.64 | 1 | 6665.64 | 75 | 120/208 | 21 | 4532.0962 | 50 | 120/240 | 4665.41 | 8 | 37323.28 | 300 | 120/240 | 74 | 30136.0599
15 | 120/240 | 8316.74 | 1 | 8316.74 | 75 | 120/240 | 3527 | 4628.4026 | 50 | 120/240 | 7524.04 | 11726 | 88226893.04 | 300 | 240/480 | 2 | 32402.65
15 | 240/480 | 3129.01 | 1 | 3129.01 | 75 | 240/480 | 2 | 4665.41 | 50 | 120/240 | 8316.74 | 2 | 16633.48 | 300 | 277/480 | 556 | 32431.1835
15 | 277/480 | 2538.13 | 1 | 2538.13 | 75 | 277/480 | 12 | 4665.41 | 50 | 120/240 | 9410.53 | 1 | 9410.53 | 333 | 120/240 | 2 | 3129.01
25 | 120/208 | 2538.13 | 2 | 5076.26 | 100 | 120/208 | 4 | 6165.5825 | 50 | 240/480 | 3686.62 | 3 | 11059.86 | 500 | 120/208 | 366 | 32827.0964
25 | 120/208 | 3129.01 | 52 | 162708.52 | 100 | 120/240 | 874 | 6321.4325 | 75 | 120/208 | 19500.8 | 2 | 39001.6 | 500 | 120/240 | 41 | 30171.6422
25 | 120/240 | 2435.58 | 186 | 453017.88 | 100 | 277/480 | 5 | 5465.502 | 75 | 120/208 | 19870.7 | 1127 | 22394278.9 | 500 | 240/480 | 1 | 29769.49
25 | 120/240 | 2538.13 | 279 | 708138.27 | 167 | 120/208 | 11 | 8316.74 | 75 | 120/240 | 2435.58 | 1 | 2435.58 | 500 | 277/480 | 514 | 29587.6539
25 | 120/240 | 3129.01 | 25510 | 79821045.1 | 167 | 120/240 | 219 | 7910.0763 | 75 | 120/240 | 3129.01 | 1 | 3129.01 | 750 | 120/208 | 192 | 46916.4166
25 | 120/240 | 3501.14 | 740 | 2590843.6 | 167 | 277/480 | 1 | 6665.64 | 75 | 120/240 | 4665.41 | 24 | 111969.84 | 750 | 120/240 | 30 | 50875.1087
25 | 120/240 | 3847.75 | 585 | 2250933.75 | 250 | 120/240 | 16 | 8565.2206 | 75 | 120/240 | 8497.82 | 6964 | 59178818.48 | 750 | 277/480 | 353 | 51303.8025
25 | 120/240 | 4665.41 | 135 | 629830.35 |  |  |  |  | 75 | 120/240 | 19500.8 | 18 | 351014.4 | 1000 | 120/208 | 53 | 44227.1032
25 | 120/240 | 6665.64 | 34 | 226631.76 |  |  |  |  | 75 | 120/240 | 19870.7 | 117 | 2324871.9 | 1000 | 277/480 | 17 | 40045.3853
25 | 240/480 | 3129.01 | 13 | 40677.13 |  |  |  |  | 75 | 277/480 | 14625.5 | 11 | 160880.5 | 1500 | 120/208 | 1 | 62432.73
25 | 277/480 | 3129.01 | 29 | 90741.29 |  |  |  |  | 75 | 277/480 | 19500.8 | 535 | 10432928 | 1500 | 120/240 | 9 | 62432.73
37 | 120/208 | 3129.01 | 2 | 6258.02 |  |  |  |  | 75 | 277/480 | 19870.7 | 4 | 79482.8 | 1500 | 277/480 | 261 | 62067.7749
37 | 120/208 | 3501.14 | 25 | 87528.5 |  |  |  |  | 100 | 120/240 | 3129.01 | 2 | 6258.02 | 2000 | 277/480 | 229 | 77704.5314
37 | 120/240 | 2435.58 | 100 | 243558 |  |  |  |  | 100 | 120/240 | 3847.75 | 2 | 7695.5
37 | 120/240 | 2538.13 | 199 | 505087.87 |  |  |  |  | 100 | 120/240 | 4665.41 | 7 | 32657.87
37 | 120/240 | 3129.01 | 238 | 744704.38 |  |  |  |  | 100 | 120/240 | 6665.64 | 14 | 93318.96
37 | 120/240 | 3501.14 | 7652 | 26790723.28 |  |  |  |  | 100 | 120/240 | 9410.53 | 1443 | 13579394.79
37 | 120/240 | 3847.75 | 63 | 242408.25 |  |  |  |  | 150 | 120/208 | 20312.13 | 1472 | 29899455.36
37 | 120/240 | 4665.41 | 25 | 116635.25 |  |  |  |  | 150 | 120/208 | 24151.21 | 2 | 48302.42
37 | 120/240 | 6665.64 | 4 | 26662.56 |  |  |  |  | 150 | 120/240 | 20312.13 | 139 | 2823386.07
37 | 240/480 | 2435.58 | 1 | 2435.58 |  |  |  |  | 150 | 120/240 | 24151.21 | 18 | 434721.78
37 | 240/480 | 3501.14 | 4 | 14004.56 |  |  |  |  | 150 | 240/480 | 24151.21 | 1 | 24151.21
37 | 277/480 | 2538.13 | 1 | 2538.13 |  |  |  |  | 150 | 277/480 | 20312.13 | 2 | 40624.26
37 | 277/480 | 3129.01 | 1 | 3129.01 |  |  |  |  | 150 | 277/480 | 24151.21 | 299 | 7221211.79
37 | 277/480 | 3501.14 | 8 | 28009.12 |  |  |  |  | 167 | 120/240 | 2538.13 | 1 | 2538.13
37.5 | 120/240 | 2435.58 | 47 | 114472.26 |  |  |  |  | 167 | 120/240 | 6665.64 | 4 | 26662.56
37.5 | 120/240 | 2538.13 | 50 | 126906.5 |  |  |  |  | 167 | 120/240 | 8316.74 | 13 | 108117.62
37.5 | 120/240 | 3129.01 | 49 | 153321.49 |  |  |  |  | 167 | 120/240 | 9062.41 | 1 | 9062.41
37.5 | 120/240 | 3501.14 | 11379 | 39839472.06 |  |  |  |  | 167 | 120/240 | 13441.01 | 297 | 3991979.97
37.5 | 120/240 | 3847.75 | 442 | 1700705.5 |  |  |  |  | 225 | 120/208 | 20312.13 | 1 | 20312.13
37.5 | 120/240 | 4665.41 | 231 | 1077709.71 |  |  |  |  | 225 | 120/208 | 27107.23 | 610 | 16535410.3
37.5 | 120/240 | 6665.64 | 8 | 53325.12 |  |  |  |  | 225 | 120/240 | 27107.23 | 42 | 1138503.66
37.5 | 240/480 | 3686.62 | 3 | 11059.86 |  |  |  |  | 250 | 120/240 | 8316.74 | 2 | 16633.48
50 | 120/208 | 2538.13 | 1 | 2538.13 |  |  |  |  | 250 | 120/240 | 12461.79 | 5 | 62308.95
50 | 120/208 | 3501.14 | 1 | 3501.14 |  |  |  |  | 250 | 120/240 | 13441.01 | 1 | 13441.01
50 | 120/208 | 3847.75 | 28 | 107737 |  |  |  |  | 300 | 120/208 | 29942.99 | 579 | 17336991.21
50 | 120/240 | 2435.58 | 44 | 107165.52 |  |  |  |  | 300 | 120/208 | 32402.65 | 7 | 226818.55
50 | 120/240 | 2538.13 | 136 | 345185.68 |  |  |  |  | 300 | 120/240 | 27199.64 | 19 | 516793.16
50 | 120/240 | 3129.01 | 210 | 657092.1 |  |  |  |  | 300 | 120/240 | 29942.99 | 28 | 838403.72
50 | 120/240 | 3501.14 | 203 | 710731.42 |  |  |  |  | 300 | 120/240 | 32402.65 | 27 | 874871.55
50 | 120/240 | 3847.75 | 13614 | 52383268.5 |  |  |  |  | 300 | 240/480 | 32402.65 | 2 | 64805.3
50 | 120/240 | 4665.41 | 316 | 1474269.56 |  |  |  |  | 300 | 277/480 | 29942.99 | 1 | 29942.99
50 | 120/240 | 6665.64 | 81 | 539916.84 |  |  |  |  | 300 | 277/480 | 32402.65 | 540 | 17497431
50 | 120/240 | 8316.74 | 1 | 8316.74 |  |  |  |  | 300 | 277/480 | 33624.27 | 15 | 504364.05
50 | 240/480 | 3129.01 | 1 | 3129.01 |  |  |  |  | 333 | 120/240 | 3129.01 | 2 | 6258.02
50 | 240/480 | 3686.62 | 97 | 357602.14 |  |  |  |  | 500 | 120/208 | 29769.49 | 4 | 119077.96
50 | 277/480 | 3129.01 | 1 | 3129.01 |  |  |  |  | 500 | 120/208 | 32840.09 | 349 | 11461191.41
50 | 277/480 | 3501.14 | 1 | 3501.14 |  |  |  |  | 500 | 120/208 | 33419.07 | 13 | 434447.91
50 | 277/480 | 3847.75 | 15 | 57716.25 |  |  |  |  | 500 | 120/240 | 9410.53 | 1 | 9410.53
75 | 120/208 | 3501.14 | 1 | 3501.14 |  |  |  |  | 500 | 120/240 | 29769.49 | 28 | 833545.72
75 | 120/208 | 3847.75 | 2 | 7695.5 |  |  |  |  | 500 | 120/240 | 32840.09 | 12 | 394081.08
75 | 120/208 | 4665.41 | 18 | 83977.38 |  |  |  |  | 500 | 240/480 | 29769.49 | 1 | 29769.49
75 | 120/240 | 2435.58 | 18 | 43840.44 |  |  |  |  | 500 | 277/480 | 20312.13 | 1 | 20312.13
75 | 120/240 | 2538.13 | 22 | 55838.86 |  |  |  |  | 500 | 277/480 | 25602.04 | 23 | 588846.92
75 | 120/240 | 3129.01 | 50 | 156450.5 |  |  |  |  | 500 | 277/480 | 29769.49 | 486 | 14467972.14
75 | 120/240 | 3501.14 | 99 | 346612.86 |  |  |  |  | 500 | 277/480 | 32402.65 | 1 | 32402.65
75 | 120/240 | 3847.75 | 138 | 530989.5 |  |  |  |  | 500 | 277/480 | 32840.09 | 3 | 98520.27
75 | 120/240 | 4665.41 | 3071 | 14327474.11 |  |  |  |  | 750 | 120/208 | 42948.51 | 34 | 1460249.34
75 | 120/240 | 6665.64 | 127 | 846536.28 |  |  |  |  | 750 | 120/208 | 47743.24 | 157 | 7495688.68
75 | 120/240 | 8316.74 | 2 | 16633.48 |  |  |  |  | 750 | 120/208 | 52013.97 | 1 | 52013.97
75 | 240/480 | 4665.41 | 2 | 9330.82 |  |  |  |  | 750 | 120/240 | 47743.24 | 8 | 381945.92
75 | 277/480 | 4665.41 | 12 | 55984.92 |  |  |  |  | 750 | 120/240 | 52013.97 | 22 | 1144307.34
100 | 120/208 | 4665.41 | 1 | 4665.41 |  |  |  |  | 750 | 277/480 | 29769.49 | 1 | 29769.49
100 | 120/208 | 6665.64 | 3 | 19996.92 |  |  |  |  | 750 | 277/480 | 38003.1 | 16 | 608049.6
100 | 120/240 | 2435.58 | 2 | 4871.16 |  |  |  |  | 750 | 277/480 | 47743.24 | 1 | 47743.24
100 | 120/240 | 2538.13 | 3 | 7614.39 |  |  |  |  | 750 | 277/480 | 52013.97 | 335 | 17424679.95
100 | 120/240 | 3129.01 | 10 | 31290.1 |  |  |  |  | 1000 | 120/208 | 42750.75 | 30 | 1282522.5
100 | 120/240 | 3501.14 | 11 | 38512.54 |  |  |  |  | 1000 | 120/208 | 42948.51 | 1 | 42948.51
100 | 120/240 | 3847.75 | 38 | 146214.5 |  |  |  |  | 1000 | 120/208 | 46298.43 | 22 | 1018565.46
100 | 120/240 | 4665.41 | 72 | 335909.52 |  |  |  |  | 1000 | 277/480 | 38003.1 | 1 | 38003.1
100 | 120/240 | 6665.64 | 713 | 4752601.32 |  |  |  |  | 1000 | 277/480 | 40001.18 | 15 | 600017.7
100 | 120/240 | 8316.74 | 25 | 207918.5 |  |  |  |  | 1000 | 277/480 | 42750.75 | 1 | 42750.75
100 | 277/480 | 4665.41 | 3 | 13996.23 |  |  |  |  | 1500 | 120/208 | 62432.73 | 1 | 62432.73
100 | 277/480 | 6665.64 | 2 | 13331.28 |  |  |  |  | 1500 | 120/240 | 62432.73 | 9 | 561894.57
167 | 120/208 | 8316.74 | 11 | 91484.14 |  |  |  |  | 1500 | 277/480 | 53773.34 | 11 | 591506.74
167 | 120/240 | 2435.58 | 2 | 4871.16 |  |  |  |  | 1500 | 277/480 | 62432.73 | 250 | 15608182.5
167 | 120/240 | 3129.01 | 2 | 6258.02 |  |  |  |  | 2000 | 277/480 | 38003.1 | 1 | 38003.1
167 | 120/240 | 3501.14 | 1 | 3501.14 |  |  |  |  | 2000 | 277/480 | 74761.25 | 196 | 14653205
167 | 120/240 | 4665.41 | 5 | 23327.05 |  |  |  |  | 2000 | 277/480 | 96972.8 | 32 | 3103129.6
167 | 120/240 | 6665.64 | 30 | 199969.2
167 | 120/240 | 8316.74 | 175 | 1455429.5
167 | 120/240 | 9737.66 | 4 | 38950.64
167 | 277/480 | 6665.64 | 1 | 6665.64
250 | 120/240 | 3129.01 | 1 | 3129.01
250 | 120/240 | 3501.14 | 1 | 3501.14
250 | 120/240 | 6665.64 | 1 | 6665.64
250 | 120/240 | 8316.74 | 2 | 16633.48
250 | 120/240 | 9737.66 | 11 | 107114.26

## Transformer Analysis
| CUSTOMER | DEMAND
OH RESULTS | 66.57% | 33.43%
UG RESULTS | 62.82% | 37.18%
OH REGRESSION | [12 empty] | UG REGRESSION
|  |  | CURRENT | [12 empty] | CURRENT
|  |  | INST COST | [12 empty] | INST COST
VOLTAGE | COUNT | KVA | PER UNIT | [9 empty] | VOLTAGE | COUNT | KVA | PER UNIT
| n | X | Y | X2 | XY | nX | nX2 | nY | nXY | N = Σ n | 85263 |  |  | n | X | Y | X2 | XY | nX | nX2 | nY | nXY | N = Σ n | 40435
120/240 | 22 | 5 | 3083.9055 | 25 | 15419.5273 | 110 | 550 | 67845.92 | 339229.6 | Σ X | 1979 |  | 120/240 | 16 | 10 | 2793.0469 | 100 | 27930.4688 | 160 | 1600 | 44688.75 | 446887.5 | Σ X | 16411.5
120/208 | 16 | 10 | 2435.58 | 100 | 24355.8 | 160 | 1600 | 38969.28 | 389692.8 | Σ Y | 140166.6207 |  | 120/240 | 34 | 15 | 2681.6718 | 225 | 40225.0765 | 510 | 7650 | 91176.84 | 1367652.6 | Σ Y | 1026986.0432
120/240 | 5734 | 10 | 2576.8868 | 100 | 25768.8679 | 57340 | 573400 | 14775868.87 | 147758688.7 | Σ X2 | 220780.5 |  | 120/208 | 1 | 25 | 3129.01 | 625 | 78225.25 | 25 | 625 | 3129.01 | 78225.25 | Σ X2 | 16230122.25
240/480 | 2 | 10 | 2435.58 | 100 | 24355.8 | 20 | 200 | 4871.16 | 48711.6 | Σ XY | 11265508.4161 |  | 120/240 | 3997 | 25 | 8978.5533 | 625 | 224463.8319 | 99925 | 2498125 | 35887277.44 | 897181936 | Σ XY | 768740872.0779
277/480 | 8 | 10 | 2435.58 | 100 | 24355.8 | 80 | 800 | 19484.64 | 194846.4 | Σ nX | 2827280.5 |  | 120/240 | 77 | 37 | 3472.1429 | 1369 | 128469.2857 | 2849 | 105413 | 267355 | 9892135 | Σ nX | 4486305.5
120/208 | 30 | 15 | 2557.826 | 225 | 38367.39 | 450 | 6750 | 76734.78 | 1151021.7 | Σ nX2 | 122238327.25 |  | 277/480 | 3 | 37 | 3501.14 | 1369 | 129542.18 | 111 | 4107 | 10503.42 | 388626.54 | Σ nX2 | 2452993315.75
120/240 | 11910 | 15 | 2637.3403 | 225 | 39560.1043 | 178650 | 2679750 | 31410722.78 | 471160841.7 | Σ nY | 286064551.35 |  | 120/240 | 8059 | 37.5 | 9763.403 | 1406.25 | 366127.6127 | 302212.5 | 11332968.75 | 78683264.83 | 2950622431.125 | Σ nY | 507328854.56
240/480 | 1 | 15 | 3129.01 | 225 | 46935.15 | 15 | 225 | 3129.01 | 46935.15 | Σ nXY | 10449356105.55 |  | 120/208 | 1 | 50 | 7524.04 | 2500 | 376202 | 50 | 2500 | 7524.04 | 376202 | Σ nXY | 138501477117.905
277/480 | 1 | 15 | 2538.13 | 225 | 38071.95 | 15 | 225 | 2538.13 | 38071.95 |  |  |  | 120/240 | 11775 | 50 | 7510.3226 | 2500 | 375516.1298 | 588750 | 29437500 | 88434048.56 | 4421702428
120/208 | 54 | 25 | 3107.1256 | 625 | 77678.1389 | 1350 | 33750 | 167784.78 | 4194619.5 | Slope | 33.8256 |  | 240/480 | 3 | 50 | 3686.62 | 2500 | 184331 | 150 | 7500 | 11059.86 | 552993 | Slope | 42.0476
120/240 | 27469 | 25 | 3155.5732 | 625 | 78889.3304 | 686725 | 17168125 | 86680440.71 | 2167011017.75 | Intercept | 2233.4433 |  | 120/208 | 1129 | 75 | 19870.0447 | 5625 | 1490253.3547 | 84675 | 6350625 | 22433280.5 | 1682496037.5 | Intercept | 7881.5526
240/480 | 13 | 25 | 3129.01 | 625 | 78225.25 | 325 | 8125 | 40677.13 | 1016928.25 |  |  |  | 120/240 | 7125 | 75 | 8697.8581 | 5625 | 652339.3601 | 534375 | 40078125 | 61972239.21 | 4647917940.75
277/480 | 29 | 25 | 3129.01 | 625 | 78225.25 | 725 | 18125 | 90741.29 | 2268532.25 | Total # Units | 85263 |  | 277/480 | 550 | 75 | 19405.9842 | 5625 | 1455448.8136 | 41250 | 3093750 | 10673291.3 | 800496847.5 | Total # Units | 40435
120/208 | 27 | 37 | 3473.5748 | 1369 | 128522.2681 | 999 | 36963 | 93786.52 | 3470101.24 | Total Rebuild | 286064551.35 |  | 120/240 | 1468 | 100 | 9345.5893 | 10000 | 934558.9332 | 146800 | 14680000 | 13719325.14 | 1371932514 | Total Rebuild | 507328854.56
120/240 | 8281 | 37 | 3462.1156 | 1369 | 128098.2786 | 306397 | 11336689 | 28669779.59 | 1060781844.83 |  |  |  | 120/208 | 1474 | 150 | 20317.3391 | 22500 | 3047600.8596 | 221100 | 33165000 | 29947757.78 | 4492163667
240/480 | 5 | 37 | 3288.028 | 1369 | 121657.036 | 185 | 6845 | 16440.14 | 608285.18 | Customer Cost | 190430079.8176 | 66.57% | 120/240 | 157 | 150 | 20752.2793 | 22500 | 3112841.8949 | 23550 | 3532500 | 3258107.85 | 488716177.5 | Customer Cost | 318690580.6642 | 62.82%
277/480 | 10 | 37 | 3367.626 | 1369 | 124602.162 | 370 | 13690 | 33676.26 | 1246021.62 | Demand Cost | 95634471.5324 | 33.43% | 240/480 | 1 | 150 | 24151.21 | 22500 | 3622681.5 | 150 | 22500 | 24151.21 | 3622681.5 | Demand Cost | 188638273.8958 | 37.18%
120/240 | 12206 | 37.5 | 3528.2576 | 1406.25 | 132309.6612 | 457725 | 17164687.5 | 43065912.64 | 1614971724 |  |  |  | 277/480 | 301 | 150 | 24125.7012 | 22500 | 3618855.1744 | 45150 | 6772500 | 7261836.05 | 1089275407.5
240/480 | 3 | 37.5 | 3686.62 | 1406.25 | 138248.25 | 112.5 | 4218.75 | 11059.86 | 414744.75 |  |  |  | 120/240 | 316 | 167 | 13096.0781 | 27889 | 2187045.0482 | 52772 | 8812924 | 4138360.69 | 691106235.23
120/208 | 30 | 50 | 3792.5423 | 2500 | 189627.1167 | 1500 | 75000 | 113776.27 | 5688813.5 |  |  |  | 120/208 | 611 | 225 | 27096.1087 | 50625 | 6096624.4628 | 137475 | 30931875 | 16555722.43 | 3725037546.75
120/240 | 14605 | 50 | 3849.7738 | 2500 | 192488.69 | 730250 | 36512500 | 56225946.36 | 2811297318 |  |  |  | 120/240 | 42 | 225 | 27107.23 | 50625 | 6099126.75 | 9450 | 2126250 | 1138503.66 | 256163323.5
240/480 | 98 | 50 | 3680.9301 | 2500 | 184046.5051 | 4900 | 245000 | 360731.15 | 18036557.5 |  |  |  | 120/240 | 8 | 250 | 11547.93 | 62500 | 2886982.5 | 2000 | 500000 | 92383.44 | 23095860
277/480 | 17 | 50 | 3785.0824 | 2500 | 189254.1176 | 850 | 42500 | 64346.4 | 3217320 |  |  |  | 120/208 | 586 | 300 | 29972.3716 | 90000 | 8991711.4812 | 175800 | 52740000 | 17563809.76 | 5269142928
120/208 | 21 | 75 | 4532.0962 | 5625 | 339907.2143 | 1575 | 118125 | 95174.02 | 7138051.5 |  |  |  | 120/240 | 74 | 300 | 30136.0599 | 90000 | 9040817.9595 | 22200 | 6660000 | 2230068.43 | 669020529
120/240 | 3527 | 75 | 4628.4026 | 5625 | 347130.1963 | 264525 | 19839375 | 16324376.03 | 1224328202.25 |  |  |  | 240/480 | 2 | 300 | 32402.65 | 90000 | 9720795 | 600 | 180000 | 64805.3 | 19441590
240/480 | 2 | 75 | 4665.41 | 5625 | 349905.75 | 150 | 11250 | 9330.82 | 699811.5 |  |  |  | 277/480 | 556 | 300 | 32431.1835 | 90000 | 9729355.0576 | 166800 | 50040000 | 18031738.04 | 5409521412
277/480 | 12 | 75 | 4665.41 | 5625 | 349905.75 | 900 | 67500 | 55984.92 | 4198869 |  |  |  | 120/240 | 2 | 333 | 3129.01 | 110889 | 1041960.33 | 666 | 221778 | 6258.02 | 2083920.66
120/208 | 4 | 100 | 6165.5825 | 10000 | 616558.25 | 400 | 40000 | 24662.33 | 2466233 |  |  |  | 120/208 | 366 | 500 | 32827.0964 | 250000 | 16413548.1967 | 183000 | 91500000 | 12014717.28 | 6007358640
120/240 | 874 | 100 | 6321.4325 | 10000 | 632143.2529 | 87400 | 8740000 | 5524932.03 | 552493203 |  |  |  | 120/240 | 41 | 500 | 30171.6422 | 250000 | 15085821.0976 | 20500 | 10250000 | 1237037.33 | 618518665
277/480 | 5 | 100 | 5465.502 | 10000 | 546550.2 | 500 | 50000 | 27327.51 | 2732751 |  |  |  | 240/480 | 1 | 500 | 29769.49 | 250000 | 14884745 | 500 | 250000 | 29769.49 | 14884745
120/208 | 11 | 167 | 8316.74 | 27889 | 1388895.58 | 1837 | 306779 | 91484.14 | 15277851.38 |  |  |  | 277/480 | 514 | 500 | 29587.6539 | 250000 | 14793826.9553 | 257000 | 128500000 | 15208054.11 | 7604027055
120/240 | 219 | 167 | 7910.0763 | 27889 | 1320982.7423 | 36573 | 6107691 | 1732306.71 | 289295220.57 |  |  |  | 120/208 | 192 | 750 | 46916.4166 | 562500 | 35187312.4609 | 144000 | 108000000 | 9007951.99 | 6755963992.5
277/480 | 1 | 167 | 6665.64 | 27889 | 1113161.88 | 167 | 27889 | 6665.64 | 1113161.88 |  |  |  | 120/240 | 30 | 750 | 50875.1087 | 562500 | 38156331.5 | 22500 | 16875000 | 1526253.26 | 1144689945
120/240 | 16 | 250 | 8565.2206 | 62500 | 2141305.1562 | 4000 | 1000000 | 137043.53 | 34260882.5 |  |  |  | 277/480 | 353 | 750 | 51303.8025 | 562500 | 38477851.8697 | 264750 | 198562500 | 18110242.28 | 13582681710
[13 empty] | 120/208 | 53 | 1000 | 44227.1032 | 1000000 | 44227103.2075 | 53000 | 53000000 | 2344036.47 | 2344036470
[13 empty] | 277/480 | 17 | 1000 | 40045.3853 | 1000000 | 40045385.2941 | 17000 | 17000000 | 680771.55 | 680771550
[13 empty] | 120/208 | 1 | 1500 | 62432.73 | 2250000 | 93649095 | 1500 | 2250000 | 62432.73 | 93649095
[13 empty] | 120/240 | 9 | 1500 | 62432.73 | 2250000 | 93649095 | 13500 | 20250000 | 561894.57 | 842841855
[13 empty] | 277/480 | 261 | 1500 | 62067.7749 | 2250000 | 93101662.2989 | 391500 | 587250000 | 16199689.24 | 24299533860
[13 empty] | 277/480 | 229 | 2000 | 77704.5314 | 4000000 | 155409062.8821 | 458000 | 916000000 | 17794337.7 | 35588675400

## Chart for Workpapers
VOLTAGE | COUNT | KVA | PER UNIT | Slope | 31.006
120/240 | 22 | 5 | 3083.9055 | Intercept | 2233.4
120/208 | 16 | 10 | 2435.58
120/240 | 5734 | 10 | 2576.8868
240/480 | 2 | 10 | 2435.58
277/480 | 8 | 10 | 2435.58
120/208 | 30 | 15 | 2557.826
120/240 | 11910 | 15 | 2637.3403
240/480 | 1 | 15 | 3129.01
277/480 | 1 | 15 | 2538.13
120/208 | 54 | 25 | 3107.1256
120/240 | 27469 | 25 | 3155.5732
240/480 | 13 | 25 | 3129.01
277/480 | 29 | 25 | 3129.01
120/208 | 27 | 37 | 3473.5748
120/240 | 8281 | 37 | 3462.1156
240/480 | 5 | 37 | 3288.028
277/480 | 10 | 37 | 3367.626
120/240 | 12206 | 37.5 | 3528.2576
240/480 | 3 | 37.5 | 3686.62
120/208 | 30 | 50 | 3792.5423
120/240 | 14605 | 50 | 3849.7738
240/480 | 98 | 50 | 3680.9301
277/480 | 17 | 50 | 3785.0824
120/208 | 21 | 75 | 4532.0962
120/240 | 3527 | 75 | 4628.4026
240/480 | 2 | 75 | 4665.41
277/480 | 12 | 75 | 4665.41
120/208 | 4 | 100 | 6165.5825
120/240 | 874 | 100 | 6321.4325
277/480 | 5 | 100 | 5465.502
120/208 | 11 | 167 | 8316.74
120/240 | 219 | 167 | 7910.0763
277/480 | 1 | 167 | 6665.64
120/240 | 16 | 250 | 8565.2206

## Line Transformer Analysis
LINE TRANSFORMER REGRESSION ANALYSIS |  |  |  |  | INPUT DATA SOURCES: |  | Conductor Counts (feet) - TECO GIS Distribution System | [5 empty] | Contact: Mark Peer
[7 empty] | Current Installation Unit Costs - TECO Distribution Work Order Cost Estimation Records | [5 empty] | Contact: Jim Housely
|  | Customer | Demand
OH Trans |  | 70.45% | 29.55%
UG Trans |  | 61.52% | 38.48%
1-Phase OH |  | Current
120/240 V |  | Instl Cost
KVA | Count | per Unit
X | n | Y | X2 | XY | nX | nX2 | nY | nXY | Weighted Regression
1.5 | 8 | 783.15 | 2.25 | 1174.725 | 12 | 18 | 6265.2 | 9397.8 | Slope: | 23.86
5 | 99 | 1317.09 | 25 | 6585.45 | 495 | 2475 | 130391.91 | 651959.55
10 | 6839 | 1766.34 | 100 | 17663.4 | 68390 | 683900 | 12079999.26 | 120799992.6 | Intercept: | 1721.5746
15 | 13317 | 1801.19 | 225 | 27017.85 | 199755 | 2996325 | 23986447.23 | 359796708.45
25 | 30834 | 2201.59 | 625 | 55039.75 | 770850 | 19271250 | 67883826.06 | 1697095651.5 | Unweighted Regression
9 | 22264 | 2445.86 | 81 | 22012.74 | 200376 | 1803384 | 54454627.04 | 490091643.36 | N = | 14
50 | 15515 | 2662.93 | 2500 | 133146.5 | 775750 | 38787500 | 41315358.95 | 2065767947.5
75 | 3986 | 3327.57 | 5625 | 249567.75 | 298950 | 22421250 | 13263694.02 | 994777051.5 | Slope: | 32.6419
100 | 1157 | 4698.95 | 10000 | 469895 | 115700 | 11570000 | 5436685.15 | 543668515
150 | 0 |  | 0 | 0 | 0 | 0 | 0 | 0 | Intercept: | 2147.1424
167 | 316 | 9641.65 | 27889 | 1610155.55 | 52772 | 8812924 | 3046761.4 | 508809153.8
250 | 42 | 7199.77 | 62500 | 1799942.5 | 10500 | 2625000 | 302390.34 | 75597585
333 | 3 | 17416.728 | 110889 | 5799770.424 | 999 | 332667 | 52250.184 | 17399311.272 | Total No. Units: | 94386
500 | 2 | 28924.95 | 250000 | 14462475 | 1000 | 500000 | 57849.9 | 28924950
750 | 0 |  | 0 | 0 | 0 | 0 | 0 | 0 | Total Rebuild Cost: | 222131742.964
833 |  |  | 0 | 0 | 0 | 0 | 0 | 0
1000 | 4 | 28799.08 | 1000000 | 28799080 | 4000 | 4000000 | 115196.32 | 115196320 | Customer Cost: | 162492536.0731 | 73.15%
1250 | 0 | 0 | 0 | 0 | 0 | 0 | 0 | 0
[9 empty] | Demand Cost: | 59639206.8909 | 26.85%
2540.5 | 94386 | 112986.848 | 1470461.25 | 53453526.639 | 2499549 | 113806693 | 222131742.964 | 7018586187.332
Σ X | Σ Y | Σ X2 | Σ XY | Σ nX | Σ nX2 | Σ nY | Σ nXY | Σ nXY
1-Phase OH |  | Current
240/480 V |  | Instl Cost
KVA | Count | per Unit
X | n | Y | X2 | XY | nX | nX2 | nY | nXY | Weighted Regression
1.5 | 0 |  | 0 | 0 | 0 | 0 | 0 | 0 | Slope: | 42.2321
5 | 0 |  | 0 | 0 | 0 | 0 | 0 | 0
10 | 0 |  | 0 | 0 | 0 | 0 | 0 | 0 | Intercept: | 871.4241
15 | 1 | 1801.19 | 225 | 27017.85 | 15 | 225 | 1801.19 | 27017.85
25 | 1799 | 2201.59 | 625 | 55039.75 | 44975 | 1124375 | 3960660.41 | 99016510.25 | Unweighted Regression
37.5 | 739 | 2445.86 | 1406.25 | 91719.75 | 27712.5 | 1039218.75 | 1807490.54 | 67780895.25 | N = | 9
50 | 801 | 2662.93 | 2500 | 133146.5 | 40050 | 2002500 | 2133006.93 | 106650346.5
75 | 508 | 3327.57 | 5625 | 249567.75 | 38100 | 2857500 | 1690405.56 | 126780417 | Slope: | 42.8683
100 | 458 | 4698.95 | 10000 | 469895 | 45800 | 4580000 | 2152119.1 | 215211910
150 | 0 |  | 0 | 0 | 0 | 0 | 0 | 0 | Intercept: | 697.4855
167 | 229 | 9641.65 | 27889 | 1610155.55 | 38243 | 6386581 | 2207937.85 | 368725620.95
250 | 21 | 7199.77 | 62500 | 1799942.5 | 5250 | 1312500 | 151195.17 | 37798792.5
333 | 3 | 17416.728 | 110889 | 5799770.424 | 999 | 332667 | 52250.184 | 17399311.272 | Total No. Units: | 4559
500 | 0 |  | 0 | 0 | 0 | 0 | 0 | 0
750 | 0 |  | 0 | 0 | 0 | 0 | 0 | 0 | Total Rebuild Cost: | 14156866.934
833 | 0 |  | 0 | 0 | 0 | 0 | 0 | 0
1000 |  |  | 0 | 0 | 0 | 0 | 0 | 0 | Customer Cost: | 3972822.4738 | 28.06%
1250 |  |  | 0 | 0 | 0 | 0 | 0 | 0
[9 empty] | Demand Cost: | 10184044.4602 | 71.94%
1052.5 | 4559 | 51396.238 | 221659.25 | 10236255.074 | 241144.5 | 19635566.75 | 14156866.934 | 1039390821.572
Σ X | Σ Y | Σ X2 | Σ XY | Σ nX | Σ nX2 | Σ nY | Σ nXY | Σ nXY
Weighted Average of all 1-Phase OH Transformers
[9 empty] | Total Rebuild Cost: | 236288609.898
[9 empty] | Customer Cost: | 166465358.5469 | 70.45% | Apply to OH Line Transformers
[9 empty] | Demand Cost: | 69823251.3511 | 29.55%
1-Phase UG |  | Current
Group 1 |  | Instl Cost
KVA | Count | per Unit
X | n | Y | X2 | XY | nX | nX2 | nY | nXY | Weighted Regression
10 | 17 | 1766.34 | 100 | 17663.4 | 170 | 1700 | 30027.78 | 300277.8 | Slope: | 42.831
15 | 37 | 1801.19 | 225 | 27017.85 | 555 | 8325 | 66644.03 | 999660.45
25 | 76 | 2201.59 | 625 | 55039.75 | 1900 | 47500 | 167320.84 | 4183021 | Intercept: | 826.1062
37.5 | 92 | 2445.86 | 1406.25 | 91719.75 | 3450 | 129375 | 225019.12 | 8438217
50 | 73 | 2662.93 | 2500 | 133146.5 | 3650 | 182500 | 194393.89 | 9719694.5 | Unweighted Regression
75 | 72 | 3327.57 | 5625 | 249567.75 | 5400 | 405000 | 239585.04 | 17968878 | N = | 11
100 | 46 | 4698.95 | 10000 | 469895 | 4600 | 460000 | 216151.7 | 21615170
150 | 2 | 7166.94 | 22500 | 1075041 | 300 | 45000 | 14333.88 | 2150082 | Slope: | 42.3023
167 | 56 | 9641.65 | 27889 | 1610155.55 | 9352 | 1561784 | 539932.4 | 90168710.8
225 | 0 |  | 0 | 0 | 0 | 0 | 0 | 0 | Intercept: | 821.6349
250 | 16 | 7199.77 | 62500 | 1799942.5 | 4000 | 1000000 | 115196.32 | 28799080
333 | 10 | 17416.728 | 110889 | 5799770.424 | 3330 | 1108890 | 174167.28 | 57997704.24
500 | 0 |  | 0 | 0 | 0 | 0 | 0 | 0 | Total No. Units: | 497
750 | 0 |  | 0 | 0 | 0 | 0 | 0 | 0
1000 | 0 |  | 0 | 0 | 0 | 0 | 0 | 0 | Total Rebuild Cost: | 1982772.28
1500 | 0 |  | 0 | 0 | 0 | 0 | 0 | 0
2000 | 0 |  | 0 | 0 | 0 | 0 | 0 | 0 | Customer Cost: | 410574.8061 | 20.71%
2500 | 0 |  | 0 | 0 | 0 | 0 | 0 | 0
3000 | 0 |  | 0 | 0 | 0 | 0 | 0 | 0 | Demand Cost: | 1572197.4739 | 79.29%
1212.5 | 497 | 60329.518 | 244259.25 | 11328959.474 | 36707 | 4950074 | 1982772.28 | 242340495.79
Σ X | Σ Y | Σ X2 | Σ XY | Σ nX | Σ nX2 | Σ nY | Σ nXY | Σ nXY
1-Phase UG |  | Current
Group 2 |  | Instl Cost
KVA | Count | per Unit
X | n | Y | X2 | XY | nX | nX2 | nY | nXY | Weighted Regression
10 | 0 |  | 0 | 0 | 0 | 0 | 0 | 0 | Slope: | 26.02
15 | 0 |  | 0 | 0 | 0 | 0 | 0 | 0
25 | 7856 | 2988.59 | 625 | 74714.75 | 196400 | 4910000 | 23478363.04 | 586959076 | Intercept: | 2225.2071
37.5 | 16181 | 3114.67 | 1406.25 | 116800.125 | 606787.5 | 22754531.25 | 50398475.27 | 1889942822.625
50 | 19849 | 3625.68 | 2500 | 181284 | 992450 | 49622500 | 71966122.32 | 3598306116 | Unweighted Regression
75 | 12739 | 4085.25 | 5625 | 306393.75 | 955425 | 71656875 | 52041999.75 | 3903149981.25 | N = | 9
100 | 2818 | 4506.78 | 10000 | 450678 | 281800 | 28180000 | 12700106.04 | 1270010604
150 | 4 | 7880.94 | 22500 | 1182141 | 600 | 90000 | 31523.76 | 4728564 | Slope: | 45.9488
167 | 792 | 7191.3 | 27889 | 1200947.1 | 132264 | 22088088 | 5695509.6 | 951150103.2
225 | 1 | 11328.84 | 50625 | 2548989 | 225 | 50625 | 11328.84 | 2548989 | Intercept: | 988.9419
250 | 20 | 13780.2 | 62500 | 3445050 | 5000 | 1250000 | 275604 | 68901000
333 | 0 |  | 0 | 0 | 0 | 0 | 0 | 0
500 | 0 |  | 0 | 0 | 0 | 0 | 0 | 0 | Total No. Units: | 60260
750 | 0 |  | 0 | 0 | 0 | 0 | 0 | 0
1000 | 0 |  | 0 | 0 | 0 | 0 | 0 | 0 | Total Rebuild Cost: | 216599032.62
1500 | 0 |  | 0 | 0 | 0 | 0 | 0 | 0
2000 | 0 |  | 0 | 0 | 0 | 0 | 0 | 0 | Customer Cost: | 134090982.6274 | 61.91%
2500 | 0 |  | 0 | 0 | 0 | 0 | 0 | 0
3000 | 0 |  | 0 | 0 | 0 | 0 | 0 | 0 | Demand Cost: | 82508049.9926 | 38.09%
1079.5 | 60260 | 58502.25 | 183670.25 | 9506997.725 | 3170951.5 | 200602619.25 | 216599032.62 | 12275697256.075
Σ X | Σ Y | Σ X2 | Σ XY | Σ nX | Σ nX2 | Σ nY | Σ nXY | Σ nXY
1-Phase UG |  | Current
Group 3 |  | Instl Cost
KVA | Count | per Unit
X | n | Y | X2 | XY | nX | nX2 | nY | nXY | Weighted Regression
10 |  |  | 0 | 0 | 0 | 0 | 0 | 0 | Slope: | 42.222
15 |  |  | 0 | 0 | 0 | 0 | 0 | 0
25 | 2 | 10681.23 | 625 | 267030.75 | 50 | 1250 | 21362.46 | 534061.5 | Intercept: | 8477.1539
37.5 |  |  | 0 | 0 | 0 | 0 | 0 | 0
50 |  |  | 0 | 0 | 0 | 0 | 0 | 0 | Unweighted Regression
75 | 1 | 14302.12 | 5625 | 1072659 | 75 | 5625 | 14302.12 | 1072659 | N = | 5
100 |  |  | 0 | 0 | 0 | 0 | 0 | 0
150 | 7 | 13937.27 | 22500 | 2090590.5 | 1050 | 157500 | 97560.89 | 14634133.5 | Slope: | 41.0207
167 |  |  | 0 | 0 | 0 | 0 | 0 | 0
225 |  |  | 0 | 0 | 0 | 0 | 0 | 0 | Intercept: | 9655.6775
250 |  |  | 0 | 0 | 0 | 0 | 0 | 0
333 |  |  | 0 | 0 | 0 | 0 | 0 | 0
500 | 1 | 30418.84 | 250000 | 15209420 | 500 | 250000 | 30418.84 | 15209420 | Total No. Units: | 12
750 | 1 | 40469.96 | 562500 | 30352470 | 750 | 562500 | 40469.96 | 30352470
1000 | 0 |  | 0 | 0 | 0 | 0 | 0 | 0 | Total Rebuild Cost: | 204114.27
1500 | 0 |  | 0 | 0 | 0 | 0 | 0 | 0
2000 | 0 |  | 0 | 0 | 0 | 0 | 0 | 0 | Customer Cost: | 101725.8465 | 49.84%
2500 | 0 |  | 0 | 0 | 0 | 0 | 0 | 0
3000 | 0 |  | 0 | 0 | 0 | 0 | 0 | 0 | Demand Cost: | 102388.4235 | 50.16%
1500 | 12 | 109809.42 | 841250 | 48992170.25 | 2425 | 976875 | 204114.27 | 61802744
Σ X | Σ Y | Σ X2 | Σ XY | Σ nX | Σ nX2 | Σ nY | Σ nXY | Σ nXY
Weighted Average of all 1-Phase UG Transformers
[9 empty] | Total Rebuild Cost: | 218785919.17
[9 empty] | Customer Cost: | 134603283.28 | 61.52% | Apply to UG Line Transformers
[9 empty] | Demand Cost: | 84182635.89 | 38.48%

## Plant Accounting Inputs
Source: 2022 COS Distribution Investment - Actual.xlsx | [5 empty] | Source: 2022 COS Distribution Investment - Actual.xlsx |  | Note: Added TOTAL COST and TOTAL QTY information
Tab: Distribution Investment | [5 empty] | Tab: Specific Details
ASSET COST |  | MASS D |  | EOP | 13 MO | ACCOUNT 364 POLE COUNTS |  | TOTAL COST | TOTAL QTY | ACCOUNT 373 POLE COUNTS - LS1 |  | TOTAL COST | TOTAL QTY | ACCOUNT 373 POLE COUNTS - LS2 |  | TOTAL COST | TOTAL QTY |  | ACCOUNT 365 CONDUCTOR COSTS - OH |  | TOTAL COST | TOTAL QTY | ACCOUNT 367 CONDUCTOR COSTS - UG |  | TOTAL COST | TOTAL QTY | ACCOUNT 368 TRANSFORMER COSTS |  | TOTAL COST | TOTAL QTY | ACCOUNT 366 CONDUIT COSTS |  | TOTAL COST | TOTAL QTY
ACCOUNT | DESCRIPTION | LINES | SUBSTATION | TOTAL | AVG | utility_account_id | 136400 | 370647905.57 | 334566 | utility_account_id | 137300 | 359360502.46 | 26865361.9 | utility_account_id | 137302 | 4034789.15 | 7834.84 |  | utility_account_id | 136500 | 275367372.4 | 156191580.09 | utility_account_id | 136700 | 376942018.65 | 42870618.13 | utility_account_id | 136800 | 852150896.55 | 672007 | utility_account_id | 136600 | 364663783.6 | 62918464.37
36000 | LAND | 0 | 10119782.54 | 10119782.54 | 10119782.54
36100 | STRUCTURES & IMPROVEMENTS | 0 | 31688290.15 | 31688290.15 | 30906701.53 | [6 empty] | Data |  |  |  | Data |  |  |  |  | Data |  |  |  | Data |  |  |  | Data |  |  |  | Data
36200 | STATION EQUIPMENT | 488518.07 | 294466141.36 | 294954659.43 | 282506021.46 | PAC Code | property_unit | Sum of accum_cost | Sum of accum_qty | PAC Code | property_unit | Sum of accum_cost | Sum of accum_qty | PAC Code | property_unit | Sum of accum_cost | Sum of accum_qty |  | PAC Code | property_unit | Sum of accum_cost | Sum of accum_qty | PAC Code | property_unit | Sum of accum_cost | Sum of accum_qty | PAC Code | property_unit | Sum of accum_cost | Sum of accum_qty | PAC Code | property_unit | Sum of accum_cost | Sum of accum_qty
36400 | POLES & FIXTURES | 370647224.97 | 680.6 | 370647905.57 | 355548895.87 | A01 | Pole Wood 25 FT: A01 | 460865.71 | 3363 | A02 | Pole Wood 30 FT: A02 | 72166.64 | 84 | 100 | Solar Panel Lighting 80W AE3C580: D100 | 1441678.31 | 312 | 35 | B02 | SW OIL 7 5KV 3PST: B02 | -57163.43 | 1 | B08 | METAL CLAD SW GEAR 15KV: B08 | 45874.45 | 1 | B14 | SW AIR 15KV SPST: B14 | 43947.99 | 42 | d: | Non-unitized: | 15132913.34 | 287656
36500 | OVERHEAD CONDUCTORS & DEVICES | 275327458.07 | 39914.33 | 275367372.4 | 272961350.31 | A02 | Pole Wood 30 FT: A02 | 38392949.78 | 69377 | A03 | Pole Wood 35 FT: A03 | 7294142.9 | 6312 | 101 | SOLAR FIXTURE LIGHTING,4K,30,36 LED: D101 | 76891.52 | 312 | 36 | B03 | SW OIL 15KV SPST: B03 | 42326.66 | 16 | B14 | SW AIR 15KV SPST: B14 | 1640464.82 | 808 | C01 | Arrester 3KV: C01 | 52504.15 | 1794 | E02 | Conduit STL 3/4IN: E02 | 3082.08 | 0
36600 | UNDERGROUND CONDUIT | 364660533.98 | 3249.62 | 364663783.6 | 344767245.47 | A03 | Pole Wood 35 FT: A03 | 68089051.93 | 73841 | A04 | Pole Wood 40 FT: A04 | 166949.33 | 68 | 102 | Solar Pole Lighting: D102 | 257350.99 | 312 | 37 | B04 | SW OIL 15KV SPDT: B04 | 143727.44 | 53 | B25 | SW MATERIALS TRANS: B25 | 2294.3 | 1 | C02 | Arrester 6KV: C02 | 58982.4 | 2972 | E03 | Conduit STL 1IN: E03 | 6135.95 | 1177
36700 | UNDERGROUND CONDUCTORS & DEVICES | 376941848.52 | 170.13 | 376942018.65 | 361289600.31 | A04 | Pole Wood 40 FT: A04 | 109392647.67 | 109286 | A05 | Pole Wood 45 FT: A05 | 215758.87 | 259 | A03 | Pole Wood 35 FT: A03 | 6237.99 | 5 | 38 | B05 | SWITCH, RENEWABLE DISCONNECT: B05 | 2854777.72 | 3453 | B31 | Wire CU 2 1/C: B31 | 3812.19 | 429 | C03 | Arrester 10KV: C03 | 113594452.79 | 261992 | E04 | Conduit STL 1 1/4IN: E04 | 9406.31 | 2921
36800 | LINE TRANSFORMERS - OVERHEAD | 851519087.57 | 631808.98 | 852150896.55 | 813959200.87 | A05 | Pole Wood 45 FT: A05 | 82200652.4 | 58479 | A06 | Pole Wood 50 FT: A06 | 4374.92 | 6 | d: | Non-unitized: | 445386.82 | 1702.85 | 39 | B06 | SW OIL Auto Transfer: B06 | 10912.45 | 1 | B40 | Wire CU 500M 1/C: B40 | 98282.67 | 2261.25 | C04 | Arrester 15V: C04 | 24234.19 | 41 | E05 | Conduit STL 1 1/2IN: E05 | 16.6 | 10
36900 | SERVICES - OVERHEAD | 79877067.55 | 0 | 79877067.55 | 79993976.91 | A06 | Pole Wood 50 FT: A06 | 20307676.32 | 7447 | A25 | Pole Concrete 30 FT: A25 | 189093.06 | 5 | D03 | Post Aluminium: D03 | 46845.41 | 42 | 40 | B10 | SW AIR 5KV SPST: B10 | 8671.85 | 152 | B43 | Wire CU 1000 M 1/C: B43 | 251327.15 | 1346.4 | C11 | Cutouts 50A 5KV: C11 | 33728.05 | 2086 | E06 | Conduit STL 2IN: E06 | 1392556.93 | 119245
36902 | SERVICES - UNDERGROUND | 139496640.42 | 0 | 139496640.42 | 136483311.6 | A07 | Pole Wood 55 FT: A07 | 4133597.63 | 1409 | A26 | Pole Concrete 35 FT: A26 | 1441.88 | 1 | D05 | Post Steel: D05 | 657657.84 | 161 | 41 | B11 | SW AIR 5KV 3PST: B11 | 405.09 | 2 | B52 | Wire ACSR 336M 1/C: B52 | 414438.68 | 1524 | C12 | Cutouts 100A 5KV: C12 | 1302.44 | 0 | E07 | Conduit STL 2 1/2IN: E07 | 3140.19 | 790
37000 | METERS | 18650635.84 | 0 | 18650635.84 | 15121135.7 | A08 | Pole Wood 60 FT: A08 | 1022296.15 | 304 | A27 | Pole Concrete 40 FT: A27 | 160441.26 | 11 | D10 | Premium Lighting-Post Top Poles : D10 | 106005.6 | 38 | 42 | B12 | SW AIR 7. 5KV SPST: B12 | 7918.88 | 124 | d: | Non-unitized: | 13077489.9 | 1249970 | C14 | Cutouts 100A 15KV: C14 | 73634301.58 | 179127 | E08 | Conduit STL 3IN: E08 | 118488.32 | 15513
37001 | METERS AMI | 109374458.02 | 0 | 109374458.02 | 109734841.1 | A10 | Pole Wood 70 FT: A10 | -0.01 | 0 | A28 | Pole Concrete 45 FT: A28 | 149075.94 | 26 | D32 | LUMINAIRE, LED, 133W AUTOBAHN: D32 | 36524.05 | 17 | 43 | B14 | SW AIR 15KV SPST: B14 | 30937029.19 | 17957 | D50 | Cable 8 1/C DB: D50 | 76885.66 | 265895 | C15 | Cutouts 200A 15KV: C15 | 2699586.97 | 6361 | E09 | Conduit STL 4IN: E09 | 2437930.24 | 127436
37300 | STREET LIGHTING | 359360502.46 | 0 | 359360502.46 | 344172569.61 | A12 | Pole Wood 80 FT: A12 | 53322.62 | 10 | A40 | Pole Fiberglass 30 FT TO 80 FT: A40 | 1957.72 | 1 | D43 | Premium Lighting-Shoebox: D43 | 45640.91 | 70 | 44 | B15 | SW AIR 15KV 2PST: B15 | 553380.47 | 1211 | D51 | Cable 6 1/C DB: D51 | 185934.87 | 244793 | C24 | CO & AR COMB 100A 15KV: C24 | 1505.75 | 29 | E10 | Conduit STL 5IN: E10 | 2680.52 | 150
37302 | LS2 LIGHTING | 4034789.15 | 0 | 4034789.15 | 2099665 | A17 | CONC/Wood Poles: A17 | 7504.09 | 5 | B31 | Wire CU 2 1/C: B31 | 1290.47 | 791 | D53 | Cable 6 3C CU UND ST LGHT: D53 | 12703.19 | 4019.09 | 45 | B16 | SW AIR 15KV 2PDT: B16 | 7699.98 | 23 | D52 | Cable 4 1/C DB: D52 | 49643.53 | 22397 | C26 | Capacitor 2KVAR: C26 | 637.32 | 1 | E11 | Conduit STL 6IN: E11 | 2414673.14 | 56347
37400 | ARO DISTRIBUTION | 8572307.69 | 0 | 8572307.69 | 8573678.68 | A18 | Steel Reinforce-Wood Poles: A18 | 1244.2 | 0 | B65 | Wire AL 2 1/C: B65 | 18357.83 | 18815 | D77 | LUMINAIRE, LED, 99W SALEM POST TOP : D77 | 60763.48 | 26 | 46 | B17 | SW AIR 15KV 3PST: B17 | 481169.74 | 23 | D53 | Cable 6 3C CU UND ST LGHT: D53 | 73267.74 | 51990.25 | C27 | Capacitor 3KVAR: C27 | 72459.87 | 1625 | E19 | Conduit STL 18IN: E19 | 493.68 | 40
37001 | TOTAL ASSET COST | 2958951072.31 | 336950037.71 | 3295901110.02 | 3168237976.96 | A19 | Monolighting-Wood Poles: A19 | 2003391.09 | 1151 | B67 | Wire AL 2/0 1/C: B67 | 188.83 | 121.5 | D78 | LUMINAIRE, LED, 202W AREA-LIGHTER : D78 | 16437.24 | 5 | 47 | B25 | SW MATERIALS TRANS: B25 | 712138.6 | 3101 | F01 | Cable CU 2 1/C: F01 | 209523.54 | 160242 | C28 | Capacitor 5KVAR: C28 | 22740.96 | 333 | E21 | Conduit FIB 3IN: E21 | 2474.83 | 685
[6 empty] | A24 | Pole Concrete 25 FT: A24 | 1971.82 | 10 | B77 | Wire AL 4 2/C: B77 | 401158.26 | 438706 | D89 | LUMINAIRE, LED, 182W VERDEON: D89 | 141355.96 | 74 | 48 | B26 | Remote Terminal Unit: B26 | 8039010.97 | 1446 | F02 | Cable CU 2 1C DB: F02 | 167971.27 | 113864 | C29 | Capacitor 7KVAR: C29 | 322.52 | 3 | E22 | Conduit FIB 3 1/2IN: E22 | 5185.58 | 3136
[6 empty] | A25 | Pole Concrete 30 FT: A25 | 34846.18 | 156 | B78 | Wire AL 2/0 3/C: B78 | 4869.64 | 2222 | D94 | LUMINAIRE, LED, 26W GRNVIL PT: D94 | 373188.06 | 234 | 49 | B27 | OPT MOTOR MECH: B27 | 46608.46 | 10 | F03 | Cable CU 2 2C 4 1C: F03 | 3890.23 | 4320 | C30 | Capacitor 15KVAR: C30 | 44620.25 | 597 | E23 | Conduit FIB 4IN: E23 | 547986.99 | 306059
[6 empty] | A26 | Pole Concrete 35 FT: A26 | 15133.95 | 8 | B79 | Wire AL 2/0 4/C: B79 | 1.31 | 0 | D95 | LUMINAIRE, LED, 39W GRNVIL PT: D95 | 147595.08 | 135 | 50 | B29 | Wire CU 4 1/C: B29 | 319125.27 | 2896578.55 | F04 | Cable CU 2 2C 4 1C DB: F04 | 33203.55 | 19984 | C31 | Capacitor 25KAR: C31 | 72505.37 | 566 | E24 | Conduit FIB 6IN: E24 | 121.06 | 84
[6 empty] | A27 | Pole Concrete 40 FT: A27 | 1679320 | 1232 | C40 | SW OIL/VAC 1PH CAPACITOR: C40 | 10177.4 | 1 | D97 | LUMINAIRE, LED, 55W UTILITY PT: D97 | 90287.92 | 53 | 51 | B30 | Wire CU 6 1/C: B30 | 1761865.53 | 14212718.95 | F05 | Cable CU 2 3C: F05 | 410259.8 | 32112.45 | C32 | Capacitor 50KVAR: C32 | 46928.49 | 151 | E30 | Conduit PVC 1IN: E30 | 1280859.7 | 54390
[6 empty] | A28 | Pole Concrete 45 FT: A28 | 9700243.37 | 5027 | d: | Non-unitized: | 17437890.79 | 125098 | D98 | LUMINAIRE, LED, 76W UTILITY PT: D98 | 68255.98 | 21 | 52 | B31 | Wire CU 2 1/C: B31 | 3483736.4 | 10491189.55 | F06 | Cable CU 2 4C: F06 | 4176.54 | 1205 | C33 | Capacitor 100KVAR: C33 | -90915.68 | -6 | E31 | Conduit PVC 1 1/4IN: E31 | 15333.89 | 7768
[6 empty] | A29 | Pole Concrete 50 FT: A29 | 1646485.15 | 163 | D02 | Post Sheridan: D02 | 30106.51 | 397 | E33 | Conduit PVC 2IN: E33 | 3287.55 | 285 | 53 | B32 | Wire CU 1/0 1/C: B32 | 163466.42 | 970254.95 | F08 | Cable CU 2/0 1C: F08 | 31957.87 | 35706 | C35 | Capacitor 200KVAR: C35 | 28798426.31 | 22096 | E32 | Conduit PVC 1 1/2IN: E32 | 2946.37 | 1700
[6 empty] | A30 | Pole Concrete 55 FT: A30 | 906479.04 | 51 | D03 | Post Aluminium: D03 | 6947537.85 | 7546 | E79 | Handhole Precast Concrete: E79 | 638.23 | 1 | 54 | B33 | Wire CU 2/0 1/C: B33 | 3625666.33 | 2668920.15 | F09 | Cable CU 2/0 3/C: F09 | 2599.96 | 525 | C37 | CAP BANK-PAD MOUNTED F/URD: C37 | 1486205.09 | 50 | E33 | Conduit PVC 2IN: E33 | 177328351.94 | 39511549.15
[6 empty] | A31 | Pole Concrete 60 FT: A31 | 350758.95 | 18 | D05 | Post Steel: D05 | 941712.95 | 4608 | H09 | Cable AL 1/0 3/C UNDG SERV: H09 | 57.02 | 9.9 | 55 | B34 | Wire CU 3/0 1/C: B34 | 2876.82 | 1747 | F10 | Cable CU 2/0 3C DB: F10 | 29226.94 | 9304 | C40 | SW OIL/VAC 1PH CAPACITOR: C40 | 2383391.89 | 956 | E34 | Conduit PVC 3IN: E34 | 49418457.37 | 9254052.8
[6 empty] | A32 | Pole Concrete 65 FT: A32 | 143299.85 | 4 | D06 | Pole-Fiberglass: D06 | 1782201.04 | 6627 |  |  |  |  | 56 | B35 | Wire CU 4/0 1/C: B35 | 3894954.9 | 2698183 | F11 | Cable CU 2/0 2C 2 1C DB: F11 | 106286.32 | 43967 | C41 | Capacitor Time Clock SW: C41 | 40909.64 | 68 | E35 | Conduit PVC 4IN: E35 | 53754993.02 | 8858790.42
[6 empty] | A33 | Pole Concrete 70 FT: A33 | 108765.24 | 5 | D07 | Post Concrete: D07 | 22300220.46 | 50447 |  |  |  |  | 57 | B38 | Wire CU 350M 1/C: B38 | -40332.34 | -1289 | F12 | Cable CU 4/0Z1/C: F12 | 98944.45 | 75401 | C56 | Regulator 1 1/4KV: C56 | 4919.46 | 20 | E36 | Conduit PVC 5IN: E36 | 4466.42 | 560
[6 empty] | A40 | Pole Fiberglass 30 FT TO 80 FT: A40 | 179731.44 | 40 | D10 | Premium Lighting-Post Top Poles : D10 | 10899113.77 | 18729 |  |  |  |  | 58 | B39 | Wire CU 400M 1/C: B39 | 2141 | 1454 | F13 | Cable CU 4/0 3C: F13 | 55119.3 | 12053 | C57 | Regulator 2KV: C57 | 1191.81 | 2 | E37 | Conduit PVC 6IN: E37 | 29432683.81 | 4247419
[6 empty] | A52 | Pole Steel 40FT THRU 49FT: A52 | 7434691.7 | 1221 | D11 | Premium Lighting-Post Top Pol: D11 | 608535.38 | 509 |  |  |  |  | 59 | B40 | Wire CU 500M 1/C: B40 | 1027952.67 | 169385 | F14 | Cable CU 4/0 4C: F14 | 13694.38 | 1657 | C60 | Regulator 25KV: C60 | 35254.92 | 28 | E38 | Conduit PVC 8IN: E38 | 99954.51 | 23860
[6 empty] | A53 | Pole Steel 60 FT: A53 | 122232.57 | 21 | D12 | Premium Lighting-Post Top Pol: D12 | 3374939.82 | 12730 |  |  |  |  | 60 | B42 | Wire CU 500M 1/C: B42 | 11476.81 | 776 | F15 | Cable CU 250M 1C: F15 | 9817.79 | 10895 | C62 | Regulator 50KV: C62 | 6071.63 | 3 | E59 | Conduit AL 1 INCH: E59 | 7428.16 | 1483
[6 empty] | A55 | Pole Steel 70 FT: A55 | 55986.93 | 4 | D13 | Premium Lighting-Tenon Top Po: D13 | 3850791.14 | 3452 |  |  |  |  | 61 | B50 | Wire ACSR 2 1/C: B50 | 2243161.99 | 12347385 | F17 | Cable CU 350M 3C: F17 | 470871.85 | 265133 | C63 | Regulator 76KV: C63 | 3255734.95 | 113 | E60 | Conduit AL 1 1/4 INC: E60 | 896.76 | 112
[6 empty] | A56 | Pole Steel 75 FT: A56 | 141953.96 | 6 | D14 | Premium Lighting-Tenon Top Po: D14 | 10052884.58 | 13619 |  |  |  |  | 62 | B51 | Wire ACSR 4/0 1/C: B51 | 1047281.27 | 3130699 | F18 | Cable CU 350M 3C DB: F18 | 84722.43 | 111178 | C67 | Regulator 167KVA: C67 | 31594.3 | 9 | E62 | Conduit AL 2IN: E62 | 522.58 | 130
[6 empty] | A57 | Pole Steel 80 FT: A57 | 41364.43 | 2 | D15 | Premium Lighting-Tenon Top Po: D15 | 67123.92 | 76 |  |  |  |  | 63 | B52 | Wire ACSR 336M 1/C: B52 | 55298916.51 | 28051745.83 | F19 | Cable CU 500M 1C: F19 | 1485240.51 | 554518 | C75 | Sub-Arrester -48KV: C75 | 16022.26 | 4 | E65 | Conduit AL 4IN: E65 | 367.33 | 60
[6 empty] | A70 | Pole Steel 50 FT THRU 59 FT: A70 | 2353755.2 | 260 | D17 | LUMINAIRE, LED, 43W GREY, RECTANGLE: D17 | 1296478.14 | 3710 |  |  |  |  | 64 | B53 | Wire ASCR 636M 1/C: B53 | 13443.83 | 16560 | F20 | Cable CU 500M 3C: F20 | 7488912.2 | 214178.9 | C81 | Transclosure Low: C81 | 52489.07 | 129 | E67 | Conduit AL 6IN: E67 | 5709.9 | 60
[6 empty] | A71 | Pole Steel 90 FT: A71 | -181.85 | 1 | D21 | LUMINAIRE, LED, 47W AUTOBAHN: D21 | 36635772.65 | 98877 |  |  |  |  | 65 | B54 | Wire ACSR 954M 1/C: B54 | 4007.67 | 1 | F21 | Cable CU 500M 3C DB: F21 | 187033.99 | 19103 | C82 | Transclosure Single: C82 | 206293.34 | 127 | E74 | Conduit CLAY 4IN: E74 | 37465.84 | 22245
[6 empty] | d: | Non-unitized: | 19665868.06 | 1665 | D22 | Luminaire HPS 4000L: D22 | 802.28 | 4 |  |  |  |  | 66 | B55 | Wire ACSR & ACSS 1590 1/C: B55 | -992.63 | -50 | F23 | Cable CU 500M 4C: F23 | 1992349.71 | 63395.95 | C83 | Transclosure Double: C83 | 126789.71 | 56 | E78 | PULL/SW Gear Box Precast CONC.: E78 | 13578885.67 | 5152
[10 empty] | D25 | Luminaire HPS 5800L: D25 | 2043742.85 | 3919 |  |  |  |  | 67 | B57 | Wire AL 7957 1/C: B57 | 6305.67 | 323.05 | F24 | Cable CU 750M 3C: F24 | 1445799.05 | 72208 | C84 | Transclosure Triple: C84 | 52212.35 | 12 | E79 | Handhole Precast Concrete: E79 | 4473883.18 | 5347
[10 empty] | D27 | LUMINAIRE, LED, 105W AUTOBAHN: D27 | 10337476.64 | 17421 |  |  |  |  | 68 | B65 | Wire AL 2 1/C: B65 | 65675835.69 | 34554275.88 | F25 | Cable CU 750M 3C 4/0 1C: F25 | 156836.73 | 12238 | d: | Non-unitized: | 12368875.76 | 11294 | E80 | Manhole Frame & COVR: E80 | 11391619.89 | 2322
[10 empty] | D29 | Luminaire HPS 9500L: D29 | 9374431.48 | 16883 |  |  |  |  | 69 | B66 | Wire AL 1/0 1/C: B66 | 1233957.45 | 5259214.1 | F26 | Cable CU 1000M 1C: F26 | 239754.5 | 2100 | E33 | Conduit PVC 2IN: E33 | 469.94 | 40 | E81 | Manhole Precast Concrete A: E81 | 21753.03 | 7
[10 empty] | D30 | Luminaire 20000L THRU 40,000L: D30 | 12409.4 | 0 |  |  |  |  | 70 | B67 | Wire AL 2/0 1/C: B67 | 18366888.76 | 14309230.88 | F38 | Cable AL 2/0 1/C: F38 | 62539.16 | 12207 | G01 | TRANSF LINE 1 KVA: G01 | 31754.9 | 8 | E82 | Manhole Precast Concrete S: E82 | 80427.58 | 5
[10 empty] | D31 | Luminaire HPS 27500L THRU 36000L: D31 | 620635.42 | 1160 |  |  |  |  | 71 | B68 | Wire AL 4/0 1/C: B68 | 3306380.51 | 2403839.35 | F39 | Cable AL 1/0 1/C: F39 | 67625019.41 | 25502472.91 | G03 | TRANSF LINE 5KVA: G03 | 146744.52 | 399 | E83 | Manhole Precast Concrete T: E83 | 837391.61 | 51
[10 empty] | D32 | LUMINAIRE, LED, 133W AUTOBAHN: D32 | 1503162.05 | 2589 |  |  |  |  | 72 | B70 | Wire AL 1/C 395 & 397M: B70 | 28065.1 | 51721 | F40 | Cable AL 1/0 1C DB: F40 | 867132.18 | 567231.8 | G04 | TRANSF LINE 7.5KVA: G04 | 1305.72 | 7 | E88 | Vaults CY: E88 | 773548.61 | 15
[10 empty] | D33 | Luminaire HPS 50000L: D33 | 1879731.43 | 2568 |  |  |  |  | 73 | B71 | Wire AL 636 1/C: B71 | 4991.36 | 751 | F41 | Cable AL 1/0 3C: F41 | 3892.36 | 9211 | G05 | TRANSF LINE 10KVA: G05 | 12260404.44 | 7360 | E89 | DURO Vault: E89 | 21999.14 | 125
[10 empty] | D35 | Luminaire HPS 16000L: D35 | 677900.61 | 973 |  |  |  |  | 74 | B72 | Wire AL 1/C 740 & 795M: B72 | 1413256.89 | 1324888.5 | F42 | Cable AL 1/0 3C DB: F42 | 27429108.18 | 3287550.88 | G06 | TRANSF LINE 15 KVA: G06 | 25069371.47 | 14330 | E90 | Conduit Bridge: E90 | 16551.53 | 12
[10 empty] | D36 | Special Lighting: D36 | 843194.44 | 1669 |  |  |  |  | 75 | B73 | Wire AL 954M 1/CC: B73 | 172223.24 | 3263 | F43 | Cable AL 4/0 1C: F43 | 172413.22 | 52291.1 | G09 | TRANSF LINE 25KVA: G09 | 80687981.25 | 34351
[10 empty] | D37 | Premium Lighting-Post Top: D37 | 103407.78 | 59 |  |  |  |  | 76 | B75 | Wire AL 1590 1/C: B75 | 3336.32 | 1604 | F44 | Cable AL 4/0 3C: F44 | 15018585.76 | 2629795.3 | G12 | TRANSF LINE 37KVA: G12 | 70844053.98 | 24434
[10 empty] | D38 | Premium Lighting-Post Top: D38 | 6805.76 | 7 |  |  |  |  | 77 | B77 | Wire AL 4 2/C: B77 | 11600554.95 | 11679736 | F45 | Cable AL 500 1C: F45 | 450408.08 | 118579.4 | G13 | TRANSF LINE 50KVA: G13 | 61552809.35 | 17349
[10 empty] | D39 | Premium Lighting-PTop Colonial, MH: D39 | 2706664.43 | 2122 |  |  |  |  | 78 | B78 | Wire AL 2/0 3/C: B78 | 16501043.11 | 7204422.1 | F46 | Cable AL 500M 3/C: F46 | 8722744.11 | 1692637 | G18 | TRANSF LINE 75KVA: G18 | 20486691.73 | 4850
[10 empty] | D40 | Premiun Lighting-Shoebox: D40 | 45977.74 | 62 |  |  |  |  | 79 | B79 | Wire AL 2/0 4/C: B79 | 1389743.04 | 481920.45 | F47 | Cable AL 750MCM 1/C: F47 | 29891.38 | 3940 | G20 | TRANSF LINE 100KVA: G20 | 9558512.57 | 1878
[10 empty] | D41 | Premium Lighting-Shoebox: D41 | 645820.24 | 1448 |  |  |  |  | 80 | B80 | Wire AL 4/0 3/C: B80 | 2846622.37 | 925978.8 | F48 | Cable AL 1000M 3C: F48 | 71161707.92 | 3479313.46 | G22 | TRANSF LINE 150KVA: G22 | 14999.84 | 7
[10 empty] | D42 | Premium Lighting-Shoebox: D42 | 868833.47 | 1560 |  |  |  |  | 81 | B81 | Wire AL 4/0 4/C: B81 | 873299.76 | 206978.9 | F50 | Cable AL 4/0 2/C 2/0 1/C: F50 | 7650161.85 | 1557623.08 | G24 | TRANSF LINE 167KVA: G24 | 4577698.24 | 740
[10 empty] | D43 | Premium Lighting-Shoebox: D43 | 170687.24 | 23 |  |  |  |  | 82 | B83 | Sectionilizer 70A DRY: B83 | 30173.05 | 88 | F51 | Cable AL 4/0 1/C-2/0 1/C: F51 | 150775.28 | 98052 | G25 | TRANSF LINE 176KVA: G25 | 1226.14 | 1
[10 empty] | D44 | Premium Lighting-Flood Light: D44 | 267678.32 | 93 |  |  |  |  | 83 | B85 | Sectionilizer GN3: B85 | 23932.8 | 6 | F54 | Cable AL 300M2/C-4/0 2/C: F54 | 4396.14 | 3100 | G26 | TRANSF LINE 200KVA: G26 | 1419.97 | 1
[10 empty] | D45 | Premium Lighting-Flood Light: D45 | 358560.9 | 215 |  |  |  |  | 84 | B86 | Sectionilizer GS: B86 | 735.55 | 10 | F57 | v AL 500M2/C-300M1/C: F57 | 36520.31 | 15149 | G27 | TRANSF LINE 225KVA: G27 | 5146.35 | 2
[10 empty] | D46 | Premium Lighting-Flood Light: D46 | 834142.48 | 790 |  |  |  |  | 85 | B87 | Sectionilizer KGN: B87 | 2408.81 | 2 | F60 | Supervisory EQUIP: F60 | 23888.68 | 232 | G28 | TRANSF LINE 250KVA: G28 | 844536.63 | 97
[10 empty] | D48 | Premium Lighting-Shoebox 100000L: D48 | 2776107.33 | 2470 |  |  |  |  | 86 | B88 | Recloser H 1P: B88 | 479717.12 | 126 | F68 | ENCL SWGEAR 3PH 15KV 200A: F68 | 180975.66 | 29 | G29 | TRANSF LINE 300KVA: G29 | 18913.61 | 7
[10 empty] | D49 | Cable 8 2/C CU: D49 | 92182.61 | 73732 |  |  |  |  | 87 | B89 | Recloser 4H 1P: B89 | 51185.57 | 47 | F69 | ENCL SWGEAR 3PH 15KV 600A: F69 | 12730722.17 | 532 | G30 | TRANSF LINE 332KVA: G30 | 3817.61 | 2
[10 empty] | D50 | Cable 8 1/C DB: D50 | 130285.95 | 285559 |  |  |  |  | 88 | B90 | Recloser L 1P: B90 | 98051.13 | 153 | F70 | ENCLOSED SWITCHGEAR: F70 | 78592972.59 | 5292 | G31 | TRANSF LINE 333KVA: G31 | 365170.91 | 49
[10 empty] | D51 | Cable 6 1/C DB: D51 | 3428326.35 | 2187129 |  |  |  |  | 89 | B91 | Recloser E 1P: B91 | 599030.63 | 30 | F71 | ENCL SWGEAR AUTO TRANSFORMER: F71 | 334615.76 | 11 | G33 | TRANSF LINE 500KVA: G33 | 117869.59 | 23
[10 empty] | D52 | Cable 4 1/C DB: D52 | 1501466.78 | 1040955 |  |  |  |  | 90 | B92 | S&C,TRIPSAVER,W/CUTOUT MT 6.3KA : B92 | 6199279.13 | 900 | F81 | Pothead 1/C: F81 | 51788829.23 | 138616 | G34 | TRANSF LINE 750KVA: G34 | 18973.91 | 4
[10 empty] | D53 | Cable 6 3C CU UND ST LGHT: D53 | 34913376.74 | 13550403.6 |  |  |  |  | 91 | B93 | Recloser 3H 3P: B93 | 258350.23 | 8 | F83 | Pothead 3/C: F83 | 109375.08 | 87 | G37 | TRANSF LINE 1000 KVA: G37 | 116314.9 | 18
[10 empty] | D54 | Cable 4 4/C UND ST LGT: D54 | 46273.65 | 12530 |  |  |  |  | 92 | B94 | Recloser 6H 3P: B94 | 326112.98 | 46 | F87 | Spreaderhead 3C: F87 | 27706.85 | 55 | G38 | TRANSF LINE 1500KVA: G38 | 14203.8 | 2
[10 empty] | D55 | Cable 2 4/C CU UND ST LGT: D55 | 14778.3 | 5165 |  |  |  |  | 93 | B95 | Recloser R 3P: B95 | 5112234.52 | 47068 | F89 | Modules - Cable Transition 15K: F89 | 3096874.32 | 164 | G39 | TRANSF LINE 2000KVA: G39 | 75216.64 | 6
[10 empty] | D57 | Cable 2/0 4/C CU UND ST LT: D57 | 6594.38 | 1260 |  |  |  |  | 94 | B96 | Recloser KWB 3P: B96 | 17586156.27 | 367 | I41 | SW AIR 15KV SPST: I41 | 4114.2 | 15 | G41 | TRANSF LINE 667KVA: G41 | 14294.82 | 3
[10 empty] | D61 | REG CON CUR 5KW: D61 | 434.42 | 1 |  |  |  |  | 95 | B97 | Recloser D 1PH: B97 | 286049.41 | 31 | I89 | Control Cable: I89 | 18739.9 | 19727 | G51 | TRANSF NETWK 500KVA: G51 | 1865826.95 | 41
[10 empty] | D62 | REG CON CUR 7KW: D62 | 956.8 | 2 |  |  |  |  | 96 | B98 | Phase Converter: B98 | 1043.65 | 501 |  |  |  |  | G52 | TRANSF NETWK 750KVA: G52 | 937303.92 | 32
[10 empty] | D63 | REG CON CUR 15KW: D63 | 11099.75 | 8 |  |  |  |  | 97 | C40 | SW OIL/VAC 1PH CAPACITOR: C40 | 90672.7 | 58 |  |  |  |  | G53 | TRANSF NETWK 1000KVA: G53 | 878015.16 | 27
[10 empty] | D64 | REG CON CUR 25KW: D64 | 157977.27 | 88 |  |  |  |  | 34 | d: | Non-unitized: | 3829261.12 | 44046.1 |  |  |  |  | G54 | TRANSF NETWK 1500 KVA: G54 | 151800.61 | 4
[10 empty] | D65 | REG CON CUR 50KW: D65 | 46510.15 | 39 |  |  |  |  | 99 | D53 | Cable 6 3C CU UND ST LGHT: D53 | 11875.03 | 475 |  |  |  |  | G55 | TRANSF NETWK 2000KVA: G55 | 910674.65 | 20
[10 empty] | D66 | Controller Lighting: D66 | 40869.79 | 79 |  |  |  |  | 100 | F39 | Cable AL 1/0 1/C: F39 | 1084.27 | 38 |  |  |  |  | G56 | TRANSF NETWK 2500KVA: G56 | 330959.75 | 7
[10 empty] | D67 | LUMINAIRE, LED, 145W AUTOBAHN: D67 | 11129647.1 | 20526 |  |  |  |  | 101 | F40 | Cable AL 1/0 1C DB: F40 | 3.76 | 1 |  |  |  |  | G66 | NETWK PROT 1200A: G66 | 3387930.93 | 40
[10 empty] | D68 | Luminaire, MH 350W: D68 | 26906.96 | 33 |  |  |  |  | 102 | F42 | Cable AL 1/0 3C DB: F42 | 2459.17 | 38 |  |  |  |  | G67 | NETWK PROT 1600A: G67 | 1408525.53 | 62
[10 empty] | D70 | Floodlight, 350 MH: D70 | 195329.92 | 94 |  |  |  |  | 103 | F44 | Cable AL 4/0 3C: F44 | 30.55 | 891 |  |  |  |  | G69 | NETWK PROT 1875A: G69 | 307219.39 | 11
[10 empty] | D71 | LUMINAIRE, LED, COOPER NAVION: D71 | 1574854.22 | 1977 |  |  |  |  | 104 | F48 | Cable AL 1000M 3C: F48 | 970.13 | 0 |  |  |  |  | G71 | NETWK PROT 2500A: G71 | 962471.95 | 8
[10 empty] | D72 | LUMINAIRE, LED, ROADWAY 103W: D72 | 2869353.41 | 2938 |  |  |  |  | 105 | F81 | Pothead 1/C: F81 | 4719.51 | 1 |  |  |  |  | G72 | NETWK PROT 3000A: G72 | 4430632.63 | 735
[10 empty] | D73 | LUMINAIRE, LED, ROADWAY 50W to 106W: D73 | 254297.19 | 194 |  |  |  |  | 106 | I89 | Control Cable: I89 | 145723.86 | 1800 |  |  |  |  | G73 | NETWK PROT 3500A: G73 | 424430.3 | 23
[10 empty] | D74 | LUMINAIRE, LED, ROADWAY 196W: D74 | 43560.37 | 32 |  |  |  |  | 107 | M52 | Wire ACSR 336M I/C: M52 | 156244.71 | 2870 |  |  |  |  | G80 | TRANSF UNDG 833KVA: G80 | 68073.3 | 15
[10 empty] | D75 | LUMINAIRE, LED, ROADWAY 206W: D75 | 3968907.99 | 2528 | [13 empty] | G81 | TRANSF URD 25KVA: G81 | 16515621.2 | 8046
[10 empty] | D76 | LUMINAIRE, LED, 67W SALEM POST TOP : D76 | 6013972.07 | 3561 | [13 empty] | G82 | TRANSF URD 37.5KVA: G82 | 37090711.28 | 16569
[10 empty] | D77 | LUMINAIRE, LED, 99W SALEM POST TOP : D77 | 2143755.14 | 1203 | [13 empty] | G83 | TRANSF URD 50KVA: G83 | 54242981.01 | 20848
[10 empty] | D78 | LUMINAIRE, LED, 202W AREA-LIGHTER : D78 | 1124804.73 | 675 | [13 empty] | G84 | TRANSF URD 75KVA: G84 | 56987532.57 | 15267
[10 empty] | D79 | LUMINAIRE, LED, 309W AREA-LIGHTER : D79 | 6657493.15 | 4486 | [13 empty] | G85 | TRANSF URD 100KVA: G85 | 10368481.38 | 2894
[10 empty] | D80 | LUMINAIRE,LED COOPER FOR SUBSTATION: D80 | 1972.43 | 4 | [13 empty] | G86 | TRANSF URD 112KVA: G86 | 10956.95 | 8
[10 empty] | D81 | LUMINAIRE, LED, FLOOD: D81 | 3351261.17 | 1368 | [13 empty] | G87 | TRANSF URD 150KVA: G87 | 22370032 | 2395
[10 empty] | D82 | LUMINAIRE, LED, MONGOOSE: D82 | 205539.44 | 95 | [13 empty] | G88 | TRANSF UND 167KVA: G88 | 3463839.07 | 867
[10 empty] | D83 | LUMINAIRE, LED, CLASSIC PT: D83 | 1676184.48 | 1987 | [13 empty] | G90 | TRANSF URD 225KVA: G90 | 9639697.05 | 779
[10 empty] | D84 | LUMINAIRE, LED, 88W EVOLVE: D84 | 986348.83 | 2449 | [13 empty] | G91 | TRANSF UND 250KVA: G91 | 110322.52 | 20
[10 empty] | D85 | LUMINAIRE, LED, 305W-330W EVOLVE: D85 | 4660371.13 | 2552 | [13 empty] | G92 | TRANSF UND 300KVA: G92 | 19787272.65 | 1456
[10 empty] | D86 | LUMINAIRE, LED, 143W USSL EATON: D86 | 69807.18 | 152 | [13 empty] | G93 | TRANSF UND 500KVA: G93 | 19783710.6 | 1201
[10 empty] | D87 | LUMINAIRE, LED, 225W GALLEON: D87 | 1107304.13 | 737 | [13 empty] | G94 | TRANSF UND 750KVA: G94 | 18271952.35 | 755
[10 empty] | D88 | LUMINAIRE, LED, 333W GALLEON: D88 | 217370.68 | 55 | [13 empty] | G95 | TRANSF UND 1000KVA: G95 | 13356037.35 | 473
[10 empty] | D89 | LUMINAIRE, LED, 182W VERDEON: D89 | 10884752.31 | 16573 | [13 empty] | G96 | TRSNSF UND 1500KVA: G96 | 11992737.33 | 357
[10 empty] | D90 | LUMINAIRE, LED, 247W VERDEON: D90 | 3511594.9 | 4409 | [13 empty] | G97 | TRANSF UND 2000KVA: G97 | 15819512.74 | 329
[10 empty] | D91 | LUMINAIRE, LED, 255W FLOOD 6x6: D91 | 1988702.57 | 1435 | [13 empty] | G98 | TRANSF UND 2500KVA: G98 | 258582.41 | 17
[10 empty] | D92 | LUMINAIRE, LED, 199W FLOOD 6x6: D92 | 4475475.37 | 4217 | [13 empty] | I51 | Relay & Control Equip: I51 | 6660.14 | 28
[10 empty] | D93 | LUMINAIRE, LED, 27W WATCH LIGHT: D93 | 5060901.87 | 18459 | [13 empty] | J11 | CURR TRANSF PRI: J11 | 260.15 | 24
[10 empty] | D94 | LUMINAIRE, LED, 26W GRNVIL PT: D94 | 2864483.53 | 4018
[10 empty] | D95 | LUMINAIRE, LED, 39W GRNVIL PT: D95 | 11297913.37 | 8909
[10 empty] | D96 | LUMINAIRE, LED, 60W GRNVIL PT: D96 | 765626.25 | 603
[10 empty] | D97 | LUMINAIRE, LED, 55W UTILITY PT: D97 | 30843714.47 | 21650
[10 empty] | D98 | LUMINAIRE, LED, 76W UTILITY PT: D98 | 7129760.46 | 4753
[10 empty] | E02 | Conduit STL 3/4IN: E02 | 384.08 | 100
[10 empty] | E03 | Conduit STL 1IN: E03 | 1395.56 | 1190
[10 empty] | E04 | Conduit STL 1 1/4IN: E04 | 23957.78 | 22170
[10 empty] | E06 | Conduit STL 2IN: E06 | 254511.19 | 99820
[10 empty] | E07 | Conduit STL 2 1/2IN: E07 | 2997.91 | 1600
[10 empty] | E08 | Conduit STL 3IN: E08 | 3401.22 | 652
[10 empty] | E09 | Conduit STL 4IN: E09 | 32721.93 | 3034
[10 empty] | E11 | Conduit STL 6IN: E11 | 4575.26 | 189
[10 empty] | E30 | Conduit PVC 1IN: E30 | 27947.47 | 23692
[10 empty] | E31 | Conduit PVC 1 1/4IN: E31 | 4002.82 | 2330
[10 empty] | E32 | Conduit PVC 1 1/2IN: E32 | 2540.62 | 2975
[10 empty] | E33 | Conduit PVC 2IN: E33 | 28828408 | 8270187.8
[10 empty] | E34 | Conduit PVC 3IN: E34 | 127974.51 | 42801
[10 empty] | E35 | Conduit PVC 4IN: E35 | 57677.19 | 10440
[10 empty] | E59 | Conduit AL 1 INCH: E59 | 1363.32 | 690
[10 empty] | E60 | Conduit AL 1 1/4 INC: E60 | 25.36 | 20
[10 empty] | E78 | PULL/SW Gear Box Precast CONC.: E78 | 9238.95 | 5
[10 empty] | E79 | Handhole Precast Concrete: E79 | 195127.48 | 483
[10 empty] | F14 | Cable CU 4/0 4C: F14 | 4651.19 | 700
[10 empty] | F39 | Cable AL 1/0 1/C: F39 | 794.01 | 310
[10 empty] | F44 | Cable AL 4/0 3C: F44 | 29577.73 | 2995
[10 empty] | F50 | Cable AL 4/0 2/C 2/0 1/C: F50 | 1056088.63 | 112672.8
[10 empty] | H01 | Cable AL 2 3/C OVHD SERV: H01 | 48851.22 | 38958
[10 empty] | H09 | Cable AL 1/0 3/C UNDG SERV: H09 | 152610.08 | 65835.2
[10 empty] | H95 | Cable AL 4 3/C OVHD SER: H95 | 1651.64 | 2000

## BL017 NEW inputs
Source: BL017 Revenue for Lighting Report NEW (10-40-59).xlsm
Note: Headers copied down to appear on the same row to accomodate to the Pivot on the right.
BL017 Revenue for Lighting Report
Billing Month/Year | 12/2022 - 12/2022
[8 empty] | Operation Type | POLE
[8 empty] | Equipment | OH
[6 empty] | Count of Installation | Count of Billing Items | Rate Type | Tariff Rate Code | Sum of Count of Billing Items
| Tariff | Operation Type | Equipment | Rate Type | Tariff Rate Code | Count of Installation | Count of Billing Items | 30 ft Wood, OH | 425 | 27
| LS1 | DUSK TO DAWN | HPS | 100W HPS Classic PT, DTD | 570 | 349 | 2027.304 |  | 626 | 16022.389
| LS1 | DUSK TO DAWN | HPS | 100W HPS Cobra/Nema, DTD | 803 | 15056 | 2372.815 | 35 ft Concrete, OH | 637 | 4475.555
| LS1 | DUSK TO DAWN | HPS | 100W HPS Colonial PT, DTD | 572 | 127 | 831.678 | 35 ft Wood, OH | 627 | 18614.7
| LS1 | DUSK TO DAWN | HPS | 100W HPS Contemporary PT, DTD | 571 | 1 | 0 | 40/45 ft Wood, OH | 597 | 1648.107
| LS1 | DUSK TO DAWN | HPS | 100W HPS Salem PT, DTD | 573 | 631 | 4295.66 | 40/45 ft Concrete, OH | 594 | 1094.812
| LS1 | DUSK TO DAWN | HPS | 100W HPS Shoebox, DTD | 550 | 93 | 17.001 | Total Result |  | 41882.563
| LS1 | DUSK TO DAWN | HPS | 150W HPS Cobra, DTD | 804 | 4576 | 896.304
| LS1 | DUSK TO DAWN | HPS | 250W HPS Cobra, DTD | 805 | 3357 | 917.051
| LS1 | DUSK TO DAWN | HPS | 250W HPS Flood, DTD | 468 | 540 | 123.271
| LS1 | DUSK TO DAWN | HPS | 250W HPS Shoebox, DTD | 566 | 99 | 15.192
| LS1 | DUSK TO DAWN | HPS | 400W HPS Cobra, DTD | 806 | 3260 | 670.953
| LS1 | DUSK TO DAWN | HPS | 400W HPS Flood, DTD | 478 | 862 | 255.332
| LS1 | DUSK TO DAWN | HPS | 400W HPS Mongoose, DTD | 809 | 75 | 37.003
| LS1 | DUSK TO DAWN | HPS | 400W HPS Shoebox, DTD | 552 | 118 | 38.95
| LS1 | DUSK TO DAWN | HPS | 50W HPS Cobra, DTD | 800 | 4246 | 482.145
| LS1 | DUSK TO DAWN | HPS | 50W HPS PT, DTD | 509 | 47 | 1
| LS1 | DUSK TO DAWN | HPS | 70W HPS Coach PT, DTD | 810 | 318 | 118.725
| LS1 | DUSK TO DAWN | HPS | 70W HPS Cobra/Nema, DTD | 802 | 7273 | 902.529
| LS1 | DUSK TO DAWN | INC | 800W INC Ybor Archway, DTD-280 | 669 | 1 | 24
| LS1 | DUSK TO DAWN | L17 | 105W LED Roadway, DTD | 926 | 4787 | 15002.345
| LS1 | DUSK TO DAWN | L17 | 133W LED Roadway/Area, DTD | 932 | 372 | 2186.136
| LS1 | DUSK TO DAWN | L17 | 143W LED Area-Lighter, DTD | 935 | 18 | 104
| LS1 | DUSK TO DAWN | L17 | 145W LED Roadway, DTD | 937 | 3272 | 17245.234
| LS1 | DUSK TO DAWN | L17 | 182W LED Roadway, DTD | 941 | 3485 | 14352.583
| LS1 | DUSK TO DAWN | L17 | 199W LED Flood, DTD | 951 | 1512 | 3153.245
| LS1 | DUSK TO DAWN | L17 | 225W LED Mongoose, DTD | 956 | 129 | 613.521
| LS1 | DUSK TO DAWN | L17 | 247W LED Area-Lighter, DTD | 945 | 580 | 4208.967
| LS1 | DUSK TO DAWN | L17 | 255W LED Flood, DTD | 953 | 590 | 1235.745
| LS1 | DUSK TO DAWN | L17 | 26W LED Granville PT, DTD | 965 | 352 | 4251.741
| LS1 | DUSK TO DAWN | L17 | 27W LED Roadway, DTD | 912 | 9962 | 14837.802
| LS1 | DUSK TO DAWN | L17 | 330W LED Area-Lighter, DTD | 947 | 620 | 2393.614
| LS1 | DUSK TO DAWN | L17 | 333W LED Mongoose, DTD | 958 | 20 | 51.002
| LS1 | DUSK TO DAWN | L17 | 39W LED Enh Granv PT, DTD | 968 | 150 | 1640.629
| LS1 | DUSK TO DAWN | L17 | 39W LED Granville PT, DTD | 967 | 413 | 6457.088
| LS1 | DUSK TO DAWN | L17 | 47W LED Roadway , DTD | 914 | 15203 | 89965.729
| LS1 | DUSK TO DAWN | L17 | 55W LED Salem PT, DTD | 971 | 1073 | 20866.583
| LS1 | DUSK TO DAWN | L17 | 60W LED Enh Granv PT, DTD | 973 | 13 | 59.091
| LS1 | DUSK TO DAWN | L17 | 60W LED Granville PT, DTD | 972 | 34 | 551.999
| LS1 | DUSK TO DAWN | L17 | 76W LED Salem PT, DTD | 975 | 351 | 3926.214
| LS1 | DUSK TO DAWN | L17 | 88W LED Roadway/Area, DTD | 921 | 139 | 2254.012
| LS1 | DUSK TO DAWN | LED | 100W LED Classic PT, DTD-35 | 836 | 15 | 178.377
| LS1 | DUSK TO DAWN | LED | 106W LED Roadway, DTD | 821 | 21 | 24.004
| LS1 | DUSK TO DAWN | LED | 107W LED Roadway, DTD | 820 | 296 | 2349.527
| LS1 | DUSK TO DAWN | LED | 152W LED, Area-Lighter, DTD-53 | 830 | 44 | 188
| LS1 | DUSK TO DAWN | LED | 157W LED Roadway, DTD-55 | 829 | 146 | 441.829
| LS1 | DUSK TO DAWN | LED | 196W LED Roadway, DTD | 822 | 19 | 33.007
| LS1 | DUSK TO DAWN | LED | 211W LED Area-Lighter, DTD | 826 | 121 | 703.005
| LS1 | DUSK TO DAWN | LED | 213W LED Roadway, DTD | 823 | 243 | 2117.799
| LS1 | DUSK TO DAWN | LED | 238W LED, Flood, DTD-83 | 831 | 107 | 219.423
| LS1 | DUSK TO DAWN | LED | 245W LED, Mongoose, DTD-86 | 833 | 13 | 57.002
| LS1 | DUSK TO DAWN | LED | 315W LED Area-Lighter, DTD | 827 | 631 | 5738.173
| LS1 | DUSK TO DAWN | LED | 328W LED, Mongoose, DTD-115 | 834 | 15 | 19
| LS1 | DUSK TO DAWN | LED | 359W LED, Flood, DTD-126 | 832 | 420 | 1288.857
| LS1 | DUSK TO DAWN | LED | 56W LED Roadway, DTD-20 | 828 | 606 | 1513.574
| LS1 | DUSK TO DAWN | LED | 60W LED Classic PT, DTD-21 | 835 | 37 | 663.4
| LS1 | DUSK TO DAWN | LED | 67W LED Post Top, DTD | 824 | 137 | 3151.568
| LS1 | DUSK TO DAWN | LED | 99W LED Post Top, DTD | 825 | 66 | 1123.105
| LS1 | DUSK TO DAWN | MH | 1000W MH Flood, DTD | 558 | 748 | 82.492
| LS1 | DUSK TO DAWN | MH | 1000W MH Shoebox, DTD | 576 | 614 | 125.152
| LS1 | DUSK TO DAWN | MH | 150W MH General PT, DTD | 701 | 7 | 1
| LS1 | DUSK TO DAWN | MH | 150W MH Salem PT, DTD | 700 | 17 | 20.097
| LS1 | DUSK TO DAWN | MH | 150W MH Shoebox, DTD | 702 | 3 | 0
| LS1 | DUSK TO DAWN | MH | 175W MH General PT, DTD | 574 | 45 | 91.785
| LS1 | DUSK TO DAWN | MH | 175W MH Salem PT, DTD | 575 | 65 | 170.831
| LS1 | DUSK TO DAWN | MH | 175W MH Shoebox, DTD | 564 | 3 | 0
| LS1 | DUSK TO DAWN | MH | 350W MH Cobra, DTD | 704 | 40 | 2
| LS1 | DUSK TO DAWN | MH | 350W MH Flood, DTD | 705 | 42 | 8
| LS1 | DUSK TO DAWN | MH | 350W MH Shoebox, DTD | 703 | 82 | 15.004
| LS1 | DUSK TO DAWN | MH | 400W MH Cobra, DTD | 520 | 208 | 15
| LS1 | DUSK TO DAWN | MH | 400W MH Flood, DTD | 556 | 481 | 101.792
| LS1 | DUSK TO DAWN | MH | 400W MH Shoebox, DTD | 554 | 538 | 93.406
| LS1 | ENERGY | METERED | Electric Rate Category Facts | FAC | 215
| LS1 | ENERGY | UNMETERED | Electric Rate Category Facts | FAC | 39790
| LS1 | MISC | BRACKET | PT Bracket | 569 | 43 | 280
| LS1 | MISC | TIMER | Timer | 563 | 9 | 10
| LS1 | POLE | OH | 30 ft Wood, OH | 425 | 33 | 27
| LS1 | POLE | OH | 30 ft Wood, OH | 626 | 11208 | 16022.389
| LS1 | POLE | OH | 35 ft Concrete, OH | 637 | 1233 | 4475.555
| LS1 | POLE | OH | 35 ft Wood, OH | 627 | 6748 | 18614.7
| LS1 | POLE | OH | 40/45 ft Wood, OH | 597 | 743 | 1648.107
| LS1 | POLE | OH | 40/45 ft Concrete, OH | 594 | 303 | 1094.812
| LS1 | POLE | UG | Existing Pole, UG | 641 | 14 | 33.008
| LS1 | POLE | UG | 10 ft PT AL , DB UG | 422 | 27 | 84.2
| LS1 | POLE | UG | 23 ft Concrete Round, DB UG | 523 | 8 | 111.002
| LS1 | POLE | UG | 25/30 ft Concrete, UG | 595 | 79 | 374
| LS1 | POLE | UG | 27 ft AL , DB UG | 616 | 18 | 717.438
| LS1 | POLE | UG | 28 ft AL , DB UG | 615 | 19 | 2434.029
| LS1 | POLE | UG | 30 ft AB Steel , UG | 589 | 8 | 126
| LS1 | POLE | UG | 35 ft Concrete (150 W), DB UG | 612 | 594 | 4143.965
| LS1 | POLE | UG | 35 ft Concrete (70-100W),DB UG | 607 | 1198 | 30321.561
| LS1 | POLE | UG | 35 ft Concrete, DB UG | 588 | 1218 | 13763.483
| LS1 | POLE | UG | 35 ft Concrete(250-400W),DB UG | 614 | 512 | 3762.702
| LS1 | POLE | UG | 35ft Conc Tall Waterford,DB UG | 591 | 110 | 1424.011
| LS1 | POLE | UG | 37 ft AL , DB UG | 622 | 5 | 339.009
| LS1 | POLE | UG | 38 ft AL , DB UG | 623 | 8 | 155.875
| LS1 | POLE | UG | 45 ft Concrete, DB UG | 596 | 186 | 1599.004
| LS1 | POLE | UG | Capitol PT, 16 ft AL, DB UG | 581 | 4 | 47.003
| LS1 | POLE | UG | Charlestn HD PT,16 ft AL,DB UG | 590 | 9 | 22
| LS1 | POLE | UG | Charleston PT, 16 ft AL, DB UG | 586 | 639 | 18360.948
| LS1 | POLE | UG | Charlstn Banr PT,16ft AL,DB UG | 585 | 13 | 117
| LS1 | POLE | UG | Franklin PT, 16 ft Comp, DB UG | 525 | 133 | 3389
| LS1 | POLE | UG | Heritage PT, 16 ft AL, DB UG | 580 | 17 | 140
| LS1 | POLE | UG | PT, 16 ft AL, DB UG | 584 | 19 | 148.002
| LS1 | POLE | UG | PT, 16 ft Concrete, DB UG | 599 | 2 | 48
| LS1 | POLE | UG | PT, 16 ft Fiber, DB UG | 624 | 352 | 3986.041
| LS1 | POLE | UG | Victorian PT,16 ft Conc, DB UG | 592 | 46 | 877.998
| LS1 | POLE | UG | Waterford PT,16 ft Conc, DB UG | 583 | 40 | 522.004
| LS1 | POLE | UG | Winston PT, 16 ft AL, DB UG | 593 | 591 | 5732.232
| LS1 | POLE | UG | Winston PT, 16 ft Fiber, DB UG | 582 | 765 | 16960.774
| LS1 | TIMED SERVICE | HPS | 100W HPS Classic PT, Timed | 530 | 1 | 0
| LS1 | TIMED SERVICE | HPS | 100W HPS Cobra/Nema, Timed | 863 | 3 | 0
| LS1 | TIMED SERVICE | HPS | 100W HPS Salem PT, Timed | 533 | 1 | 0
| LS1 | TIMED SERVICE | HPS | 150W HPS Cobra, Timed | 864 | 5 | 1
| LS1 | TIMED SERVICE | HPS | 250W HPS Cobra, Timed | 865 | 1 | 0
| LS1 | TIMED SERVICE | HPS | 400W HPS Cobra, Timed | 866 | 5 | 0
| LS1 | TIMED SERVICE | HPS | 400W HPS Flood, Timed | 484 | 1 | 0
| LS1 | TIMED SERVICE | HPS | 400W HPS Mongoose, Timed | 869 | 2 | 0
| LS1 | TIMED SERVICE | HPS | 70W HPS Cobra/Nema, Timed | 862 | 1 | 0
| LS1 | TIMED SERVICE | L17 | 105W LED Roadway, Timed | 982 | 8 | 23.721
| LS1 | TIMED SERVICE | L17 | 133W LED Roadway/Area, Timed | 903 | 1 | 1
| LS1 | TIMED SERVICE | L17 | 182W LED Roadway, Timed | 983 | 46 | 37.003
| LS1 | TIMED SERVICE | L17 | 199W LED Flood, Timed | 985 | 3 | 8
| LS1 | TIMED SERVICE | L17 | 225W LED Mongoose, Timed | 987 | 3 | 1
| LS1 | TIMED SERVICE | L17 | 255W LED Flood, Timed | 986 | 5 | 3.788
| LS1 | TIMED SERVICE | L17 | 27W LED Roadway, Timed | 981 | 23 | 13.002
| LS1 | TIMED SERVICE | L17 | 330W LED Area-Lighter, Timed | 984 | 7 | 46
| LS1 | TIMED SERVICE | L17 | 39W LED Granville PT, Timed | 988 | 1 | 0
| LS1 | TIMED SERVICE | L17 | 54W LED Salem PT, Timed | 992 | 2 | 0.5
| LS1 | TIMED SERVICE | L17 | 76W LED Salem PT, Timed | 990 | 25 | 43.005
| LS1 | TIMED SERVICE | LED | 106W LED Roadway, Timed | 841 | 1 | 4
| LS1 | TIMED SERVICE | LED | 211W LED Area-Lighter, Timed | 846 | 1 | 13
| LS1 | TIMED SERVICE | LED | 315W LED Area-Lighter, Timed | 847 | 3 | 1
| LS1 | TIMED SERVICE | LED | 56W LED Roadway, Timed | 848 | 2 | 1
| LS1 | TIMED SERVICE | LED | 67W LED Post Top, Timed | 844 | 1 | 4.001
| LS1 | TIMED SERVICE | MH | 1000W MH Flood, Timed | 578 | 8 | 0
| LS1 | TIMED SERVICE | MH | 1000W MH Shoebox, Timed | 577 | 7 | 2
| LS1 | TIMED SERVICE | MH | 175W MH General PT, Timed | 548 | 1 | 0
| LS1 | TIMED SERVICE | MH | 175W MH Salem PT, Timed | 568 | 1 | 0
| LS1 | TIMED SERVICE | MH | 175W MH Shoebox, Timed | 549 | 2 | 0
| LS1 | TIMED SERVICE | MH | 400W MH Cobra, Timed | 522 | 1 | 0
| LS1 | TIMED SERVICE | MH | 400W MH Flood, Timed | 541 | 1 | 0
| LS1 | TIMED SERVICE | MH | 400W MH Shoebox, Timed | 540 | 4 | 0
| LS2 | ENERGY | UNMETERED | Electric Rate Category Facts | FAC | 25
| LS2 | IPV | IPV | Electric Rate Category Facts | FAC | 25

## BL017 Test (hidden)
[7 empty] | Count of Installation | Count of Billing Items | Operation Type | POLE
Billing Year | Billing Month | Tariff | Operation Type | Equipment | Rate Type | Tariff Rate Code | Count of Installation | Count of Billing Items
2022 | 1 | LS1 | DUSK TO DAWN | HPS | 100W HPS Classic PT, DTD | 570 | 369 | 2416.201 | Billing Month | Equipment | Tariff Rate Code | Sum of Count of Billing Items | 2022 YE | 2022 Averaged each Month
2022 | 1 | LS1 | DUSK TO DAWN | HPS | 100W HPS Cobra/Nema, DTD | 803 | 15229 | 14605.867 | 1 |  |  | 151008.513 | 27 | 28.9623
2022 | 1 | LS1 | DUSK TO DAWN | HPS | 100W HPS Colonial PT, DTD | 572 | 128 | 1014.988 |  | OH |  | 42384.103 | 1094.812 | #DIV/0!
2022 | 1 | LS1 | DUSK TO DAWN | HPS | 100W HPS Contemporary PT, DTD | 571 | 1 | 0 |  |  | 425 | 31.4 | 1648.107 | #DIV/0!
2022 | 1 | LS1 | DUSK TO DAWN | HPS | 100W HPS Salem PT, DTD | 573 | 630 | 4869.955 |  |  | 594 | 1096.54 | 16022.389 | #DIV/0!
2022 | 1 | LS1 | DUSK TO DAWN | HPS | 100W HPS Shoebox, DTD | 550 | 93 | 371.871 |  |  | 597 | 1629.727 | 18614.7 | #DIV/0!
2022 | 1 | LS1 | DUSK TO DAWN | HPS | 150W HPS Cobra, DTD | 804 | 4603 | 4003.211 |  |  | 626 | 16504.121 | 4475.555 | #DIV/0!
2022 | 1 | LS1 | DUSK TO DAWN | HPS | 250W HPS Cobra, DTD | 805 | 3381 | 3967.538 |  |  | 627 | 18594.564
2022 | 1 | LS1 | DUSK TO DAWN | HPS | 250W HPS Flood, DTD | 468 | 539 | 369.288 |  |  | 637 | 4527.751
2022 | 1 | LS1 | DUSK TO DAWN | HPS | 250W HPS Shoebox, DTD | 566 | 98 | 512.465 |  | UG |  | 108624.41
2022 | 1 | LS1 | DUSK TO DAWN | HPS | 400W HPS Cobra, DTD | 806 | 3268 | 2528.612 |  |  | 422 | 87
2022 | 1 | LS1 | DUSK TO DAWN | HPS | 400W HPS Flood, DTD | 478 | 863 | 639.406 |  |  | 523 | 111.77
2022 | 1 | LS1 | DUSK TO DAWN | HPS | 400W HPS Mongoose, DTD | 809 | 74 | 69.659 |  |  | 525 | 3288.165
2022 | 1 | LS1 | DUSK TO DAWN | HPS | 400W HPS Shoebox, DTD | 552 | 112 | 148.616 |  |  | 580 | 153
2022 | 1 | LS1 | DUSK TO DAWN | HPS | 50W HPS Cobra, DTD | 800 | 4314 | 2041.889 |  |  | 581 | 47.001
2022 | 1 | LS1 | DUSK TO DAWN | HPS | 50W HPS PT, DTD | 509 | 49 | 1 |  |  | 582 | 17099.201
2022 | 1 | LS1 | DUSK TO DAWN | HPS | 70W HPS Coach PT, DTD | 810 | 324 | 1250.802 |  |  | 583 | 484.918
2022 | 1 | LS1 | DUSK TO DAWN | HPS | 70W HPS Cobra/Nema, DTD | 802 | 7348 | 4562.253 |  |  | 584 | 148
2022 | 1 | LS1 | DUSK TO DAWN | INC | 800W INC Ybor Archway, DTD-280 | 669 | 1 | 24 |  |  | 585 | 104.55
2022 | 1 | LS1 | DUSK TO DAWN | L17 | 105W LED Roadway, DTD | 926 | 3743 | 11764.567 |  |  | 586 | 18096.474
2022 | 1 | LS1 | DUSK TO DAWN | L17 | 133W LED Roadway/Area, DTD | 932 | 322 | 1584.273 |  |  | 588 | 13325.113
2022 | 1 | LS1 | DUSK TO DAWN | L17 | 143W LED Area-Lighter, DTD | 935 | 17 | 65.799 |  |  | 589 | 133.002
2022 | 1 | LS1 | DUSK TO DAWN | L17 | 145W LED Roadway, DTD | 937 | 2714 | 14191.673 |  |  | 590 | 33.531
2022 | 1 | LS1 | DUSK TO DAWN | L17 | 182W LED Roadway, DTD | 941 | 3016 | 12392.87 |  |  | 591 | 1381.002
2022 | 1 | LS1 | DUSK TO DAWN | L17 | 199W LED Flood, DTD | 951 | 1227 | 2464.24 |  |  | 592 | 835.184
2022 | 1 | LS1 | DUSK TO DAWN | L17 | 225W LED Mongoose, DTD | 956 | 109 | 468.364 |  |  | 593 | 4737.018
2022 | 1 | LS1 | DUSK TO DAWN | L17 | 247W LED Area-Lighter, DTD | 945 | 536 | 3745.473 |  |  | 595 | 375.98
2022 | 1 | LS1 | DUSK TO DAWN | L17 | 255W LED Flood, DTD | 953 | 507 | 1027.681 |  |  | 596 | 1572.43
2022 | 1 | LS1 | DUSK TO DAWN | L17 | 26W LED Granville PT, DTD | 965 | 315 | 2999.752 |  |  | 599 | 48
2022 | 1 | LS1 | DUSK TO DAWN | L17 | 27W LED Roadway, DTD | 912 | 7444 | 10513.586 |  |  | 607 | 30833.778
2022 | 1 | LS1 | DUSK TO DAWN | L17 | 330W LED Area-Lighter, DTD | 947 | 521 | 1972.721 |  |  | 612 | 4203.782
2022 | 1 | LS1 | DUSK TO DAWN | L17 | 333W LED Mongoose, DTD | 958 | 15 | 38.001 |  |  | 614 | 3845.8
2022 | 1 | LS1 | DUSK TO DAWN | L17 | 39W LED Enh Granv PT, DTD | 968 | 138 | 1476.729 |  |  | 615 | 2499.223
2022 | 1 | LS1 | DUSK TO DAWN | L17 | 39W LED Granville PT, DTD | 967 | 417 | 6030.838 |  |  | 616 | 673.11
2022 | 1 | LS1 | DUSK TO DAWN | L17 | 47W LED Roadway , DTD | 914 | 12135 | 77560.273 |  |  | 622 | 342.44
2022 | 1 | LS1 | DUSK TO DAWN | L17 | 55W LED Salem PT, DTD | 971 | 1026 | 19069.954 |  |  | 623 | 92
2022 | 1 | LS1 | DUSK TO DAWN | L17 | 60W LED Enh Granv PT, DTD | 973 | 11 | 51 |  |  | 624 | 4039.719
2022 | 1 | LS1 | DUSK TO DAWN | L17 | 60W LED Granville PT, DTD | 972 | 28 | 448.918 |  |  | 641 | 33.219
2022 | 1 | LS1 | DUSK TO DAWN | L17 | 76W LED Salem PT, DTD | 975 | 334 | 3615.349 | 10 |  |  | 152124.085
2022 | 1 | LS1 | DUSK TO DAWN | L17 | 88W LED Roadway/Area, DTD | 921 | 130 | 1853.762 |  | OH |  | 42277.042
2022 | 1 | LS1 | DUSK TO DAWN | LED | 100W LED Classic PT, DTD-35 | 836 | 15 | 191.006 |  |  | 425 | 28
2022 | 1 | LS1 | DUSK TO DAWN | LED | 106W LED Roadway, DTD | 821 | 20 | 24.005 |  |  | 594 | 1093.919
2022 | 1 | LS1 | DUSK TO DAWN | LED | 107W LED Roadway, DTD | 820 | 294 | 2400.575 |  |  | 597 | 1665.91
2022 | 1 | LS1 | DUSK TO DAWN | LED | 152W LED, Area-Lighter, DTD-53 | 830 | 44 | 171.997 |  |  | 626 | 16244.618
2022 | 1 | LS1 | DUSK TO DAWN | LED | 157W LED Roadway, DTD-55 | 829 | 140 | 446.02 |  |  | 627 | 18739.422
2022 | 1 | LS1 | DUSK TO DAWN | LED | 196W LED Roadway, DTD | 822 | 19 | 32.008 |  |  | 637 | 4505.173
2022 | 1 | LS1 | DUSK TO DAWN | LED | 211W LED Area-Lighter, DTD | 826 | 109 | 683.893 |  | UG |  | 109847.043
2022 | 1 | LS1 | DUSK TO DAWN | LED | 213W LED Roadway, DTD | 823 | 240 | 2141.326 |  |  | 422 | 87
2022 | 1 | LS1 | DUSK TO DAWN | LED | 238W LED, Flood, DTD-83 | 831 | 99 | 210.799 |  |  | 523 | 111
2022 | 1 | LS1 | DUSK TO DAWN | LED | 245W LED, Mongoose, DTD-86 | 833 | 13 | 61.006 |  |  | 525 | 3389.003
2022 | 1 | LS1 | DUSK TO DAWN | LED | 315W LED Area-Lighter, DTD | 827 | 615 | 5785.673 |  |  | 580 | 140
2022 | 1 | LS1 | DUSK TO DAWN | LED | 328W LED, Mongoose, DTD-115 | 834 | 13 | 21 |  |  | 581 | 47
2022 | 1 | LS1 | DUSK TO DAWN | LED | 359W LED, Flood, DTD-126 | 832 | 401 | 1289.895 |  |  | 582 | 17022.063
2022 | 1 | LS1 | DUSK TO DAWN | LED | 56W LED Roadway, DTD-20 | 828 | 624 | 1604.328 |  |  | 583 | 522.995
2022 | 1 | LS1 | DUSK TO DAWN | LED | 60W LED Classic PT, DTD-21 | 835 | 36 | 667.401 |  |  | 584 | 148
2022 | 1 | LS1 | DUSK TO DAWN | LED | 67W LED Post Top, DTD | 824 | 139 | 3287.105 |  |  | 585 | 116.995
2022 | 1 | LS1 | DUSK TO DAWN | LED | 99W LED Post Top, DTD | 825 | 67 | 1270.846 |  |  | 586 | 18183.434
2022 | 1 | LS1 | DUSK TO DAWN | MH | 1000W MH Flood, DTD | 558 | 741 | 237.516 |  |  | 588 | 13693.691
2022 | 1 | LS1 | DUSK TO DAWN | MH | 1000W MH Shoebox, DTD | 576 | 608 | 343.049 |  |  | 589 | 126
2022 | 1 | LS1 | DUSK TO DAWN | MH | 150W MH General PT, DTD | 701 | 7 | 3.001 |  |  | 590 | 22.001
2022 | 1 | LS1 | DUSK TO DAWN | MH | 150W MH Salem PT, DTD | 700 | 17 | 30.818 |  |  | 591 | 1405.922
2022 | 1 | LS1 | DUSK TO DAWN | MH | 150W MH Shoebox, DTD | 702 | 3 | 0 |  |  | 592 | 835.278
2022 | 1 | LS1 | DUSK TO DAWN | MH | 175W MH General PT, DTD | 574 | 46 | 169.494 |  |  | 593 | 5661.637
2022 | 1 | LS1 | DUSK TO DAWN | MH | 175W MH Salem PT, DTD | 575 | 65 | 270.209 |  |  | 595 | 372.699
2022 | 1 | LS1 | DUSK TO DAWN | MH | 175W MH Shoebox, DTD | 564 | 3 | 0 |  |  | 596 | 1571.672
2022 | 1 | LS1 | DUSK TO DAWN | MH | 350W MH Cobra, DTD | 704 | 40 | 12.82 |  |  | 599 | 48
2022 | 1 | LS1 | DUSK TO DAWN | MH | 350W MH Flood, DTD | 705 | 42 | 15.545 |  |  | 607 | 30660.266
2022 | 1 | LS1 | DUSK TO DAWN | MH | 350W MH Shoebox, DTD | 703 | 79 | 44.065 |  |  | 612 | 4194.466
2022 | 1 | LS1 | DUSK TO DAWN | MH | 400W MH Cobra, DTD | 520 | 206 | 92.678 |  |  | 614 | 3766.408
2022 | 1 | LS1 | DUSK TO DAWN | MH | 400W MH Flood, DTD | 556 | 481 | 228.694 |  |  | 615 | 2457.725
2022 | 1 | LS1 | DUSK TO DAWN | MH | 400W MH Shoebox, DTD | 554 | 539 | 480.005 |  |  | 616 | 718.585
2022 | 1 | LS1 | ENERGY | METERED | Electric Rate Category Facts | FAC | 214 |  |  |  | 622 | 339.618
2022 | 1 | LS1 | ENERGY | UNMETERED | Electric Rate Category Facts | FAC | 40026 |  |  |  | 623 | 155.005
2022 | 1 | LS1 | MISC | BRACKET | PT Bracket | 569 | 43 | 259.324 |  |  | 624 | 4017.58
2022 | 1 | LS1 | MISC | TIMER | Timer | 563 | 9 | 10 |  |  | 641 | 33
2022 | 1 | LS1 | POLE | OH | 30 ft Wood, OH | 425 | 32 | 31.4 | 11 |  |  | 151646.409
2022 | 1 | LS1 | POLE | OH | 30 ft Wood, OH | 626 | 11298 | 16504.121 |  | OH |  | 41997.74
2022 | 1 | LS1 | POLE | OH | 35 ft Concrete, OH | 637 | 1220 | 4527.751 |  |  | 425 | 27.758
2022 | 1 | LS1 | POLE | OH | 35 ft Wood, OH | 627 | 6619 | 18594.564 |  |  | 594 | 1087.274
2022 | 1 | LS1 | POLE | OH | 40/45 ft Wood, OH | 597 | 735 | 1629.727 |  |  | 597 | 1654.899
2022 | 1 | LS1 | POLE | OH | 40/45 ft Concrete, OH | 594 | 296 | 1096.54 |  |  | 626 | 16114.434
2022 | 1 | LS1 | POLE | UG | Existing Pole, UG | 641 | 14 | 33.219 |  |  | 627 | 18656.622
2022 | 1 | LS1 | POLE | UG | 10 ft PT AL , DB UG | 422 | 28 | 87 |  |  | 637 | 4456.753
2022 | 1 | LS1 | POLE | UG | 23 ft Concrete Round, DB UG | 523 | 8 | 111.77 |  | UG |  | 109648.669
2022 | 1 | LS1 | POLE | UG | 25/30 ft Concrete, UG | 595 | 78 | 375.98 |  |  | 422 | 84
2022 | 1 | LS1 | POLE | UG | 27 ft AL , DB UG | 616 | 18 | 673.11 |  |  | 523 | 111
2022 | 1 | LS1 | POLE | UG | 28 ft AL , DB UG | 615 | 19 | 2499.223 |  |  | 525 | 3389.003
2022 | 1 | LS1 | POLE | UG | 30 ft AB Steel , UG | 589 | 8 | 133.002 |  |  | 580 | 140
2022 | 1 | LS1 | POLE | UG | 35 ft Concrete (150 W), DB UG | 612 | 591 | 4203.782 |  |  | 581 | 47
2022 | 1 | LS1 | POLE | UG | 35 ft Concrete (70-100W),DB UG | 607 | 1208 | 30833.778 |  |  | 582 | 17015.506
2022 | 1 | LS1 | POLE | UG | 35 ft Concrete, DB UG | 588 | 1161 | 13325.113 |  |  | 583 | 522.099
2022 | 1 | LS1 | POLE | UG | 35 ft Concrete(250-400W),DB UG | 614 | 508 | 3845.8 |  |  | 584 | 148
2022 | 1 | LS1 | POLE | UG | 35ft Conc Tall Waterford,DB UG | 591 | 105 | 1381.002 |  |  | 585 | 116.995
2022 | 1 | LS1 | POLE | UG | 37 ft AL , DB UG | 622 | 5 | 342.44 |  |  | 586 | 18252.851
2022 | 1 | LS1 | POLE | UG | 38 ft AL , DB UG | 623 | 8 | 92 |  |  | 588 | 13730.784
2022 | 1 | LS1 | POLE | UG | 45 ft Concrete, DB UG | 596 | 185 | 1572.43 |  |  | 589 | 126
2022 | 1 | LS1 | POLE | UG | Capitol PT, 16 ft AL, DB UG | 581 | 4 | 47.001 |  |  | 590 | 22
2022 | 1 | LS1 | POLE | UG | Charlestn HD PT,16 ft AL,DB UG | 590 | 8 | 33.531 |  |  | 591 | 1423.381
2022 | 1 | LS1 | POLE | UG | Charleston PT, 16 ft AL, DB UG | 586 | 643 | 18096.474 |  |  | 592 | 855.001
2022 | 1 | LS1 | POLE | UG | Charlstn Banr PT,16ft AL,DB UG | 585 | 15 | 104.55 |  |  | 593 | 5709.523
2022 | 1 | LS1 | POLE | UG | Franklin PT, 16 ft Comp, DB UG | 525 | 128 | 3288.165 |  |  | 595 | 378.997
2022 | 1 | LS1 | POLE | UG | Heritage PT, 16 ft AL, DB UG | 580 | 17 | 153 |  |  | 596 | 1584.911
2022 | 1 | LS1 | POLE | UG | PT, 16 ft AL, DB UG | 584 | 19 | 148 |  |  | 599 | 48
2022 | 1 | LS1 | POLE | UG | PT, 16 ft Concrete, DB UG | 599 | 2 | 48 |  |  | 607 | 30345.618
2022 | 1 | LS1 | POLE | UG | PT, 16 ft Fiber, DB UG | 624 | 353 | 4039.719 |  |  | 612 | 4155.483
2022 | 1 | LS1 | POLE | UG | Victorian PT,16 ft Conc, DB UG | 592 | 45 | 835.184 |  |  | 614 | 3761.513
2022 | 1 | LS1 | POLE | UG | Waterford PT,16 ft Conc, DB UG | 583 | 41 | 484.918 |  |  | 615 | 2433.001
2022 | 1 | LS1 | POLE | UG | Winston PT, 16 ft AL, DB UG | 593 | 483 | 4737.018 |  |  | 616 | 719.863
2022 | 1 | LS1 | POLE | UG | Winston PT, 16 ft Fiber, DB UG | 582 | 741 | 17099.201 |  |  | 622 | 338.994
2022 | 1 | LS1 | TIMED SERVICE | HPS | 100W HPS Classic PT, Timed | 530 | 1 | 0 |  |  | 623 | 155.005
2022 | 1 | LS1 | TIMED SERVICE | HPS | 100W HPS Cobra/Nema, Timed | 863 | 3 | 0 |  |  | 624 | 4001.143
2022 | 1 | LS1 | TIMED SERVICE | HPS | 100W HPS Salem PT, Timed | 533 | 1 | 0 |  |  | 641 | 32.998
2022 | 1 | LS1 | TIMED SERVICE | HPS | 150W HPS Cobra, Timed | 864 | 5 | 5 | 12 |  |  | 151622.852
2022 | 1 | LS1 | TIMED SERVICE | HPS | 250W HPS Cobra, Timed | 865 | 1 | 0 |  | OH |  | 41882.563
2022 | 1 | LS1 | TIMED SERVICE | HPS | 400W HPS Cobra, Timed | 866 | 5 | 0 |  |  | 425 | 27
2022 | 1 | LS1 | TIMED SERVICE | HPS | 400W HPS Flood, Timed | 484 | 1 | 0 |  |  | 594 | 1094.812
2022 | 1 | LS1 | TIMED SERVICE | HPS | 400W HPS Mongoose, Timed | 869 | 2 | 2.001 |  |  | 597 | 1648.107
2022 | 1 | LS1 | TIMED SERVICE | HPS | 70W HPS Cobra/Nema, Timed | 862 | 1 | 0 |  |  | 626 | 16022.389
2022 | 1 | LS1 | TIMED SERVICE | L17 | 105W LED Roadway, Timed | 982 | 5 | 8.001 |  |  | 627 | 18614.7
2022 | 1 | LS1 | TIMED SERVICE | L17 | 182W LED Roadway, Timed | 983 | 45 | 68.965 |  |  | 637 | 4475.555
2022 | 1 | LS1 | TIMED SERVICE | L17 | 199W LED Flood, Timed | 985 | 2 | 7.001 |  | UG |  | 109740.289
2022 | 1 | LS1 | TIMED SERVICE | L17 | 225W LED Mongoose, Timed | 987 | 2 | 1 |  |  | 422 | 84.2
2022 | 1 | LS1 | TIMED SERVICE | L17 | 255W LED Flood, Timed | 986 | 4 | 3.452 |  |  | 523 | 111.002
2022 | 1 | LS1 | TIMED SERVICE | L17 | 27W LED Roadway, Timed | 981 | 22 | 16.01 |  |  | 525 | 3389
2022 | 1 | LS1 | TIMED SERVICE | L17 | 330W LED Area-Lighter, Timed | 984 | 5 | 33 |  |  | 580 | 140
2022 | 1 | LS1 | TIMED SERVICE | L17 | 39W LED Granville PT, Timed | 988 | 1 | 0 |  |  | 581 | 47.003
2022 | 1 | LS1 | TIMED SERVICE | L17 | 76W LED Salem PT, Timed | 990 | 24 | 42.627 |  |  | 582 | 16960.774
2022 | 1 | LS1 | TIMED SERVICE | LED | 106W LED Roadway, Timed | 841 | 1 | 4 |  |  | 583 | 522.004
2022 | 1 | LS1 | TIMED SERVICE | LED | 211W LED Area-Lighter, Timed | 846 | 1 | 13 |  |  | 584 | 148.002
2022 | 1 | LS1 | TIMED SERVICE | LED | 315W LED Area-Lighter, Timed | 847 | 3 | 1 |  |  | 585 | 117
2022 | 1 | LS1 | TIMED SERVICE | LED | 56W LED Roadway, Timed | 848 | 2 | 11 |  |  | 586 | 18360.948
2022 | 1 | LS1 | TIMED SERVICE | LED | 67W LED Post Top, Timed | 844 | 1 | 4 |  |  | 588 | 13763.483
2022 | 1 | LS1 | TIMED SERVICE | MH | 1000W MH Flood, Timed | 578 | 8 | 1 |  |  | 589 | 126
2022 | 1 | LS1 | TIMED SERVICE | MH | 1000W MH Shoebox, Timed | 577 | 7 | 10.001 |  |  | 590 | 22
2022 | 1 | LS1 | TIMED SERVICE | MH | 175W MH General PT, Timed | 548 | 1 | 0 |  |  | 591 | 1424.011
2022 | 1 | LS1 | TIMED SERVICE | MH | 175W MH Salem PT, Timed | 568 | 1 | 0 |  |  | 592 | 877.998
2022 | 1 | LS1 | TIMED SERVICE | MH | 175W MH Shoebox, Timed | 549 | 2 | 0 |  |  | 593 | 5732.232
2022 | 1 | LS1 | TIMED SERVICE | MH | 400W MH Flood, Timed | 541 | 1 | 0 |  |  | 595 | 374
2022 | 1 | LS1 | TIMED SERVICE | MH | 400W MH Shoebox, Timed | 540 | 5 | 0.788 |  |  | 596 | 1599.004
2022 | 1 | LS2 | ENERGY | UNMETERED | Electric Rate Category Facts | FAC | 6 |  |  |  | 599 | 48
2022 | 1 | LS2 | IPV | IPV | Electric Rate Category Facts | FAC | 6 |  |  |  | 607 | 30321.561
2022 | 2 | LS1 | DUSK TO DAWN | HPS | 100W HPS Classic PT, DTD | 570 | 369 | 2394.407 |  |  | 612 | 4143.965
2022 | 2 | LS1 | DUSK TO DAWN | HPS | 100W HPS Cobra/Nema, DTD | 803 | 15235 | 12486.493 |  |  | 614 | 3762.702
2022 | 2 | LS1 | DUSK TO DAWN | HPS | 100W HPS Colonial PT, DTD | 572 | 128 | 984.195 |  |  | 615 | 2434.029
2022 | 2 | LS1 | DUSK TO DAWN | HPS | 100W HPS Contemporary PT, DTD | 571 | 1 | 0 |  |  | 616 | 717.438
2022 | 2 | LS1 | DUSK TO DAWN | HPS | 100W HPS Salem PT, DTD | 573 | 631 | 4783.767 |  |  | 622 | 339.009
2022 | 2 | LS1 | DUSK TO DAWN | HPS | 100W HPS Shoebox, DTD | 550 | 93 | 262.552 |  |  | 623 | 155.875
2022 | 2 | LS1 | DUSK TO DAWN | HPS | 150W HPS Cobra, DTD | 804 | 4608 | 3776.288 |  |  | 624 | 3986.041
2022 | 2 | LS1 | DUSK TO DAWN | HPS | 250W HPS Cobra, DTD | 805 | 3375 | 3523.145 |  |  | 641 | 33.008
2022 | 2 | LS1 | DUSK TO DAWN | HPS | 250W HPS Flood, DTD | 468 | 539 | 360.956 | 2 |  |  | 155495.118
2022 | 2 | LS1 | DUSK TO DAWN | HPS | 250W HPS Shoebox, DTD | 566 | 98 | 405.236 |  | OH |  | 42603.982
2022 | 2 | LS1 | DUSK TO DAWN | HPS | 400W HPS Cobra, DTD | 806 | 3273 | 2263.275 |  |  | 425 | 31
2022 | 2 | LS1 | DUSK TO DAWN | HPS | 400W HPS Flood, DTD | 478 | 862 | 625.509 |  |  | 594 | 1087.463
2022 | 2 | LS1 | DUSK TO DAWN | HPS | 400W HPS Mongoose, DTD | 809 | 74 | 69.006 |  |  | 597 | 1702.974
2022 | 2 | LS1 | DUSK TO DAWN | HPS | 400W HPS Shoebox, DTD | 552 | 113 | 144.451 |  |  | 626 | 16503.025
2022 | 2 | LS1 | DUSK TO DAWN | HPS | 50W HPS Cobra, DTD | 800 | 4306 | 1874.687 |  |  | 627 | 18672.544
2022 | 2 | LS1 | DUSK TO DAWN | HPS | 50W HPS PT, DTD | 509 | 48 | 1 |  |  | 637 | 4606.976
2022 | 2 | LS1 | DUSK TO DAWN | HPS | 70W HPS Coach PT, DTD | 810 | 323 | 1220.01 |  | UG |  | 112891.136
2022 | 2 | LS1 | DUSK TO DAWN | HPS | 70W HPS Cobra/Nema, DTD | 802 | 7352 | 4335.904 |  |  | 422 | 87.001
2022 | 2 | LS1 | DUSK TO DAWN | INC | 800W INC Ybor Archway, DTD-280 | 669 | 1 | 24 |  |  | 523 | 112.001
2022 | 2 | LS1 | DUSK TO DAWN | L17 | 105W LED Roadway, DTD | 926 | 3818 | 12228.879 |  |  | 525 | 3270.868
2022 | 2 | LS1 | DUSK TO DAWN | L17 | 133W LED Roadway/Area, DTD | 932 | 324 | 1733.3 |  |  | 580 | 141.415
2022 | 2 | LS1 | DUSK TO DAWN | L17 | 143W LED Area-Lighter, DTD | 935 | 17 | 202.001 |  |  | 581 | 47
2022 | 2 | LS1 | DUSK TO DAWN | L17 | 145W LED Roadway, DTD | 937 | 2782 | 14653.495 |  |  | 582 | 17120.229
2022 | 2 | LS1 | DUSK TO DAWN | L17 | 182W LED Roadway, DTD | 941 | 3079 | 12752.204 |  |  | 583 | 485.002
2022 | 2 | LS1 | DUSK TO DAWN | L17 | 199W LED Flood, DTD | 951 | 1240 | 2488.055 |  |  | 584 | 148.002
2022 | 2 | LS1 | DUSK TO DAWN | L17 | 225W LED Mongoose, DTD | 956 | 110 | 469.533 |  |  | 585 | 117
2022 | 2 | LS1 | DUSK TO DAWN | L17 | 247W LED Area-Lighter, DTD | 945 | 545 | 3844.263 |  |  | 586 | 20805.148
2022 | 2 | LS1 | DUSK TO DAWN | L17 | 255W LED Flood, DTD | 953 | 520 | 1060.63 |  |  | 588 | 14415.148
2022 | 2 | LS1 | DUSK TO DAWN | L17 | 26W LED Granville PT, DTD | 965 | 316 | 3055.89 |  |  | 589 | 132.467
2022 | 2 | LS1 | DUSK TO DAWN | L17 | 27W LED Roadway, DTD | 912 | 7635 | 10872.391 |  |  | 590 | 22
2022 | 2 | LS1 | DUSK TO DAWN | L17 | 330W LED Area-Lighter, DTD | 947 | 535 | 2093.337 |  |  | 591 | 1376.526
2022 | 2 | LS1 | DUSK TO DAWN | L17 | 333W LED Mongoose, DTD | 958 | 16 | 38.9 |  |  | 592 | 1007.002
2022 | 2 | LS1 | DUSK TO DAWN | L17 | 39W LED Enh Granv PT, DTD | 968 | 140 | 1568.8 |  |  | 593 | 4905.279
2022 | 2 | LS1 | DUSK TO DAWN | L17 | 39W LED Granville PT, DTD | 967 | 418 | 6063.832 |  |  | 595 | 371.719
2022 | 2 | LS1 | DUSK TO DAWN | L17 | 47W LED Roadway , DTD | 914 | 12417 | 80582.073 |  |  | 596 | 1574.539
2022 | 2 | LS1 | DUSK TO DAWN | L17 | 55W LED Salem PT, DTD | 971 | 1035 | 21738.815 |  |  | 599 | 48
2022 | 2 | LS1 | DUSK TO DAWN | L17 | 60W LED Enh Granv PT, DTD | 973 | 11 | 51 |  |  | 607 | 30787.208
2022 | 2 | LS1 | DUSK TO DAWN | L17 | 60W LED Granville PT, DTD | 972 | 28 | 449.073 |  |  | 612 | 4345.25
2022 | 2 | LS1 | DUSK TO DAWN | L17 | 76W LED Salem PT, DTD | 975 | 335 | 4056.765 |  |  | 614 | 3869.879
2022 | 2 | LS1 | DUSK TO DAWN | L17 | 88W LED Roadway/Area, DTD | 921 | 133 | 1967.743 |  |  | 615 | 2489.935
2022 | 2 | LS1 | DUSK TO DAWN | LED | 100W LED Classic PT, DTD-35 | 836 | 15 | 190.997 |  |  | 616 | 690.904
2022 | 2 | LS1 | DUSK TO DAWN | LED | 106W LED Roadway, DTD | 821 | 21 | 30.002 |  |  | 622 | 341.004
2022 | 2 | LS1 | DUSK TO DAWN | LED | 107W LED Roadway, DTD | 820 | 295 | 2568.781 |  |  | 623 | 91.193
2022 | 2 | LS1 | DUSK TO DAWN | LED | 152W LED, Area-Lighter, DTD-53 | 830 | 44 | 172 |  |  | 624 | 4056.415
2022 | 2 | LS1 | DUSK TO DAWN | LED | 157W LED Roadway, DTD-55 | 829 | 140 | 446.444 |  |  | 641 | 33.002
2022 | 2 | LS1 | DUSK TO DAWN | LED | 196W LED Roadway, DTD | 822 | 19 | 32.545 | 3 |  |  | 147688.893
2022 | 2 | LS1 | DUSK TO DAWN | LED | 211W LED Area-Lighter, DTD | 826 | 110 | 703.793 |  | OH |  | 42434.617
2022 | 2 | LS1 | DUSK TO DAWN | LED | 213W LED Roadway, DTD | 823 | 241 | 2141.367 |  |  | 425 | 30.862
2022 | 2 | LS1 | DUSK TO DAWN | LED | 238W LED, Flood, DTD-83 | 831 | 99 | 210.037 |  |  | 594 | 1088.299
2022 | 2 | LS1 | DUSK TO DAWN | LED | 245W LED, Mongoose, DTD-86 | 833 | 13 | 60.486 |  |  | 597 | 1673.264
2022 | 2 | LS1 | DUSK TO DAWN | LED | 315W LED Area-Lighter, DTD | 827 | 620 | 5957.312 |  |  | 626 | 16522.969
2022 | 2 | LS1 | DUSK TO DAWN | LED | 328W LED, Mongoose, DTD-115 | 834 | 14 | 21.931 |  |  | 627 | 18683.253
2022 | 2 | LS1 | DUSK TO DAWN | LED | 359W LED, Flood, DTD-126 | 832 | 403 | 1289.073 |  |  | 637 | 4435.97
2022 | 2 | LS1 | DUSK TO DAWN | LED | 56W LED Roadway, DTD-20 | 828 | 619 | 1597.847 |  | UG |  | 105254.276
2022 | 2 | LS1 | DUSK TO DAWN | LED | 60W LED Classic PT, DTD-21 | 835 | 36 | 667.011 |  |  | 422 | 87.001
2022 | 2 | LS1 | DUSK TO DAWN | LED | 67W LED Post Top, DTD | 824 | 139 | 3266.358 |  |  | 523 | 112.001
2022 | 2 | LS1 | DUSK TO DAWN | LED | 99W LED Post Top, DTD | 825 | 66 | 1138.103 |  |  | 525 | 3333.012
2022 | 2 | LS1 | DUSK TO DAWN | MH | 1000W MH Flood, DTD | 558 | 748 | 215.916 |  |  | 580 | 141
2022 | 2 | LS1 | DUSK TO DAWN | MH | 1000W MH Shoebox, DTD | 576 | 612 | 316.379 |  |  | 581 | 47
2022 | 2 | LS1 | DUSK TO DAWN | MH | 150W MH General PT, DTD | 701 | 7 | 3.004 |  |  | 582 | 17119.423
2022 | 2 | LS1 | DUSK TO DAWN | MH | 150W MH Salem PT, DTD | 700 | 17 | 29.753 |  |  | 583 | 484.998
2022 | 2 | LS1 | DUSK TO DAWN | MH | 150W MH Shoebox, DTD | 702 | 3 | 0 |  |  | 584 | 148
2022 | 2 | LS1 | DUSK TO DAWN | MH | 175W MH General PT, DTD | 574 | 46 | 161.585 |  |  | 585 | 116.998
2022 | 2 | LS1 | DUSK TO DAWN | MH | 175W MH Salem PT, DTD | 575 | 65 | 245.236 |  |  | 586 | 15133.667
2022 | 2 | LS1 | DUSK TO DAWN | MH | 175W MH Shoebox, DTD | 564 | 3 | 0 |  |  | 588 | 12718.574
2022 | 2 | LS1 | DUSK TO DAWN | MH | 350W MH Cobra, DTD | 704 | 40 | 8.002 |  |  | 589 | 132
2022 | 2 | LS1 | DUSK TO DAWN | MH | 350W MH Flood, DTD | 705 | 42 | 15 |  |  | 590 | 22
2022 | 2 | LS1 | DUSK TO DAWN | MH | 350W MH Shoebox, DTD | 703 | 79 | 35.357 |  |  | 591 | 1379
2022 | 2 | LS1 | DUSK TO DAWN | MH | 400W MH Cobra, DTD | 520 | 207 | 81.946 |  |  | 592 | 654.001
2022 | 2 | LS1 | DUSK TO DAWN | MH | 400W MH Flood, DTD | 556 | 484 | 226.907 |  |  | 593 | 4970.707
2022 | 2 | LS1 | DUSK TO DAWN | MH | 400W MH Shoebox, DTD | 554 | 539 | 383.78 |  |  | 595 | 372.998
2022 | 2 | LS1 | ENERGY | METERED | Electric Rate Category Facts | FAC | 223 |  |  |  | 596 | 1575.002
2022 | 2 | LS1 | ENERGY | UNMETERED | Electric Rate Category Facts | FAC | 40050 |  |  |  | 599 | 48
2022 | 2 | LS1 | MISC | BRACKET | PT Bracket | 569 | 43 | 261.001 |  |  | 607 | 30818.62
2022 | 2 | LS1 | MISC | TIMER | Timer | 563 | 9 | 10 |  |  | 612 | 4260.347
2022 | 2 | LS1 | POLE | OH | 30 ft Wood, OH | 425 | 32 | 31 |  |  | 614 | 3888.003
2022 | 2 | LS1 | POLE | OH | 30 ft Wood, OH | 626 | 11309 | 16503.025 |  |  | 615 | 2488.001
2022 | 2 | LS1 | POLE | OH | 35 ft Concrete, OH | 637 | 1223 | 4606.976 |  |  | 616 | 692.791
2022 | 2 | LS1 | POLE | OH | 35 ft Wood, OH | 627 | 6648 | 18672.544 |  |  | 622 | 340.997
2022 | 2 | LS1 | POLE | OH | 40/45 ft Wood, OH | 597 | 743 | 1702.974 |  |  | 623 | 91
2022 | 2 | LS1 | POLE | OH | 40/45 ft Concrete, OH | 594 | 295 | 1087.463 |  |  | 624 | 4046.136
2022 | 2 | LS1 | POLE | UG | Existing Pole, UG | 641 | 14 | 33.002 |  |  | 641 | 32.999
2022 | 2 | LS1 | POLE | UG | 10 ft PT AL , DB UG | 422 | 27 | 87.001 | 4 |  |  | 151856.743
2022 | 2 | LS1 | POLE | UG | 23 ft Concrete Round, DB UG | 523 | 8 | 112.001 |  | OH |  | 42501.121
2022 | 2 | LS1 | POLE | UG | 25/30 ft Concrete, UG | 595 | 78 | 371.719 |  |  | 425 | 28.521
2022 | 2 | LS1 | POLE | UG | 27 ft AL , DB UG | 616 | 18 | 690.904 |  |  | 594 | 1093.628
2022 | 2 | LS1 | POLE | UG | 28 ft AL , DB UG | 615 | 19 | 2489.935 |  |  | 597 | 1667.539
2022 | 2 | LS1 | POLE | UG | 30 ft AB Steel , UG | 589 | 8 | 132.467 |  |  | 626 | 16496.155
2022 | 2 | LS1 | POLE | UG | 35 ft Concrete (150 W), DB UG | 612 | 591 | 4345.25 |  |  | 627 | 18703.507
2022 | 2 | LS1 | POLE | UG | 35 ft Concrete (70-100W),DB UG | 607 | 1200 | 30787.208 |  |  | 637 | 4511.771
2022 | 2 | LS1 | POLE | UG | 35 ft Concrete, DB UG | 588 | 1170 | 14415.148 |  | UG |  | 109355.622
2022 | 2 | LS1 | POLE | UG | 35 ft Concrete(250-400W),DB UG | 614 | 508 | 3869.879 |  |  | 422 | 87.002
2022 | 2 | LS1 | POLE | UG | 35ft Conc Tall Waterford,DB UG | 591 | 105 | 1376.526 |  |  | 523 | 111.999
2022 | 2 | LS1 | POLE | UG | 37 ft AL , DB UG | 622 | 5 | 341.004 |  |  | 525 | 3356.736
2022 | 2 | LS1 | POLE | UG | 38 ft AL , DB UG | 623 | 8 | 91.193 |  |  | 580 | 141.002
2022 | 2 | LS1 | POLE | UG | 45 ft Concrete, DB UG | 596 | 187 | 1574.539 |  |  | 581 | 47.001
2022 | 2 | LS1 | POLE | UG | Capitol PT, 16 ft AL, DB UG | 581 | 4 | 47 |  |  | 582 | 17073.76
2022 | 2 | LS1 | POLE | UG | Charlestn HD PT,16 ft AL,DB UG | 590 | 8 | 22 |  |  | 583 | 503.346
2022 | 2 | LS1 | POLE | UG | Charleston PT, 16 ft AL, DB UG | 586 | 649 | 20805.148 |  |  | 584 | 148.001
2022 | 2 | LS1 | POLE | UG | Charlstn Banr PT,16ft AL,DB UG | 585 | 15 | 117 |  |  | 585 | 116.999
2022 | 2 | LS1 | POLE | UG | Franklin PT, 16 ft Comp, DB UG | 525 | 129 | 3270.868 |  |  | 586 | 18175.086
2022 | 2 | LS1 | POLE | UG | Heritage PT, 16 ft AL, DB UG | 580 | 17 | 141.415 |  |  | 588 | 13569.074
2022 | 2 | LS1 | POLE | UG | PT, 16 ft AL, DB UG | 584 | 19 | 148.002 |  |  | 589 | 132
2022 | 2 | LS1 | POLE | UG | PT, 16 ft Concrete, DB UG | 599 | 2 | 48 |  |  | 590 | 22.219
2022 | 2 | LS1 | POLE | UG | PT, 16 ft Fiber, DB UG | 624 | 353 | 4056.415 |  |  | 591 | 1375.911
2022 | 2 | LS1 | POLE | UG | Victorian PT,16 ft Conc, DB UG | 592 | 45 | 1007.002 |  |  | 592 | 828.543
2022 | 2 | LS1 | POLE | UG | Waterford PT,16 ft Conc, DB UG | 583 | 41 | 485.002 |  |  | 593 | 5133.667
2022 | 2 | LS1 | POLE | UG | Winston PT, 16 ft AL, DB UG | 593 | 498 | 4905.279 |  |  | 595 | 372.003
2022 | 2 | LS1 | POLE | UG | Winston PT, 16 ft Fiber, DB UG | 582 | 742 | 17120.229 |  |  | 596 | 1575.005
2022 | 2 | LS1 | TIMED SERVICE | HPS | 100W HPS Classic PT, Timed | 530 | 1 | 0 |  |  | 599 | 48
2022 | 2 | LS1 | TIMED SERVICE | HPS | 100W HPS Cobra/Nema, Timed | 863 | 3 | 0 |  |  | 607 | 30850.638
2022 | 2 | LS1 | TIMED SERVICE | HPS | 100W HPS Salem PT, Timed | 533 | 1 | 0 |  |  | 612 | 4217.811
2022 | 2 | LS1 | TIMED SERVICE | HPS | 150W HPS Cobra, Timed | 864 | 5 | 5 |  |  | 614 | 3798.483
2022 | 2 | LS1 | TIMED SERVICE | HPS | 250W HPS Cobra, Timed | 865 | 1 | 0 |  |  | 615 | 2487.666
2022 | 2 | LS1 | TIMED SERVICE | HPS | 400W HPS Cobra, Timed | 866 | 5 | 0 |  |  | 616 | 682.701
2022 | 2 | LS1 | TIMED SERVICE | HPS | 400W HPS Flood, Timed | 484 | 1 | 0 |  |  | 622 | 341.167
2022 | 2 | LS1 | TIMED SERVICE | HPS | 400W HPS Mongoose, Timed | 869 | 2 | 1.375 |  |  | 623 | 91
2022 | 2 | LS1 | TIMED SERVICE | HPS | 70W HPS Cobra/Nema, Timed | 862 | 1 | 0 |  |  | 624 | 4035.802
2022 | 2 | LS1 | TIMED SERVICE | L17 | 105W LED Roadway, Timed | 982 | 6 | 8.621 |  |  | 641 | 33
2022 | 2 | LS1 | TIMED SERVICE | L17 | 182W LED Roadway, Timed | 983 | 45 | 64.956 | 5 |  |  | 151982.626
2022 | 2 | LS1 | TIMED SERVICE | L17 | 199W LED Flood, Timed | 985 | 2 | 7 |  | OH |  | 42441.986
2022 | 2 | LS1 | TIMED SERVICE | L17 | 225W LED Mongoose, Timed | 987 | 3 | 1.625 |  |  | 425 | 29.002
2022 | 2 | LS1 | TIMED SERVICE | L17 | 255W LED Flood, Timed | 986 | 4 | 3.001 |  |  | 594 | 1095.181
2022 | 2 | LS1 | TIMED SERVICE | L17 | 27W LED Roadway, Timed | 981 | 22 | 16.01 |  |  | 597 | 1663.158
2022 | 2 | LS1 | TIMED SERVICE | L17 | 330W LED Area-Lighter, Timed | 984 | 5 | 33 |  |  | 626 | 16502.025
2022 | 2 | LS1 | TIMED SERVICE | L17 | 39W LED Granville PT, Timed | 988 | 1 | 0 |  |  | 627 | 18680.001
2022 | 2 | LS1 | TIMED SERVICE | L17 | 54W LED Salem PT, Timed | 992 | 1 | 0.633 |  |  | 637 | 4472.619
2022 | 2 | LS1 | TIMED SERVICE | L17 | 76W LED Salem PT, Timed | 990 | 24 | 42 |  | UG |  | 109540.64
2022 | 2 | LS1 | TIMED SERVICE | LED | 106W LED Roadway, Timed | 841 | 1 | 4 |  |  | 422 | 87.002
2022 | 2 | LS1 | TIMED SERVICE | LED | 211W LED Area-Lighter, Timed | 846 | 1 | 13 |  |  | 523 | 112.003
2022 | 2 | LS1 | TIMED SERVICE | LED | 315W LED Area-Lighter, Timed | 847 | 3 | 1 |  |  | 525 | 3374.074
2022 | 2 | LS1 | TIMED SERVICE | LED | 56W LED Roadway, Timed | 848 | 2 | 8 |  |  | 580 | 141.001
2022 | 2 | LS1 | TIMED SERVICE | LED | 67W LED Post Top, Timed | 844 | 1 | 4 |  |  | 581 | 47
2022 | 2 | LS1 | TIMED SERVICE | MH | 1000W MH Flood, Timed | 578 | 8 | 1 |  |  | 582 | 17062.999
2022 | 2 | LS1 | TIMED SERVICE | MH | 1000W MH Shoebox, Timed | 577 | 7 | 10 |  |  | 583 | 522.994
2022 | 2 | LS1 | TIMED SERVICE | MH | 175W MH General PT, Timed | 548 | 1 | 0 |  |  | 584 | 148.001
2022 | 2 | LS1 | TIMED SERVICE | MH | 175W MH Salem PT, Timed | 568 | 1 | 0 |  |  | 585 | 116.993
2022 | 2 | LS1 | TIMED SERVICE | MH | 175W MH Shoebox, Timed | 549 | 2 | 0 |  |  | 586 | 18149.865
2022 | 2 | LS1 | TIMED SERVICE | MH | 400W MH Flood, Timed | 541 | 1 | 0 |  |  | 588 | 13707.002
2022 | 2 | LS1 | TIMED SERVICE | MH | 400W MH Shoebox, Timed | 540 | 5 | 0 |  |  | 589 | 132.002
2022 | 2 | LS2 | ENERGY | UNMETERED | Electric Rate Category Facts | FAC | 7 |  |  |  | 590 | 22.034
2022 | 2 | LS2 | IPV | IPV | Electric Rate Category Facts | FAC | 7 |  |  |  | 591 | 1381.595
2022 | 3 | LS1 | DUSK TO DAWN | HPS | 100W HPS Classic PT, DTD | 570 | 369 | 2313.538 |  |  | 592 | 829.004
2022 | 3 | LS1 | DUSK TO DAWN | HPS | 100W HPS Cobra/Nema, DTD | 803 | 15233 | 10812.135 |  |  | 593 | 5294.182
2022 | 3 | LS1 | DUSK TO DAWN | HPS | 100W HPS Colonial PT, DTD | 572 | 128 | 947.816 |  |  | 595 | 372
2022 | 3 | LS1 | DUSK TO DAWN | HPS | 100W HPS Contemporary PT, DTD | 571 | 1 | 0 |  |  | 596 | 1541.178
2022 | 3 | LS1 | DUSK TO DAWN | HPS | 100W HPS Salem PT, DTD | 573 | 631 | 4693.951 |  |  | 599 | 48
2022 | 3 | LS1 | DUSK TO DAWN | HPS | 100W HPS Shoebox, DTD | 550 | 93 | 133.979 |  |  | 607 | 30782.83
2022 | 3 | LS1 | DUSK TO DAWN | HPS | 150W HPS Cobra, DTD | 804 | 4618 | 3413.301 |  |  | 612 | 4200.263
2022 | 3 | LS1 | DUSK TO DAWN | HPS | 250W HPS Cobra, DTD | 805 | 3378 | 3167.487 |  |  | 614 | 3769.48
2022 | 3 | LS1 | DUSK TO DAWN | HPS | 250W HPS Flood, DTD | 468 | 540 | 352.471 |  |  | 615 | 2481.76
2022 | 3 | LS1 | DUSK TO DAWN | HPS | 250W HPS Shoebox, DTD | 566 | 98 | 271.583 |  |  | 616 | 686.896
2022 | 3 | LS1 | DUSK TO DAWN | HPS | 400W HPS Cobra, DTD | 806 | 3278 | 2164.414 |  |  | 622 | 341.376
2022 | 3 | LS1 | DUSK TO DAWN | HPS | 400W HPS Flood, DTD | 478 | 862 | 615.857 |  |  | 623 | 109.627
2022 | 3 | LS1 | DUSK TO DAWN | HPS | 400W HPS Mongoose, DTD | 809 | 74 | 68.862 |  |  | 624 | 4046.477
2022 | 3 | LS1 | DUSK TO DAWN | HPS | 400W HPS Shoebox, DTD | 552 | 114 | 137.138 |  |  | 641 | 33.002
2022 | 3 | LS1 | DUSK TO DAWN | HPS | 50W HPS Cobra, DTD | 800 | 4311 | 1750.98 | 6 |  |  | 152557.415
2022 | 3 | LS1 | DUSK TO DAWN | HPS | 50W HPS PT, DTD | 509 | 48 | 1 |  | OH |  | 42639.956
2022 | 3 | LS1 | DUSK TO DAWN | HPS | 70W HPS Coach PT, DTD | 810 | 324 | 1200.715 |  |  | 425 | 29.001
2022 | 3 | LS1 | DUSK TO DAWN | HPS | 70W HPS Cobra/Nema, DTD | 802 | 7360 | 4164.463 |  |  | 594 | 1091.871
2022 | 3 | LS1 | DUSK TO DAWN | INC | 800W INC Ybor Archway, DTD-280 | 669 | 1 | 24 |  |  | 597 | 1686.606
2022 | 3 | LS1 | DUSK TO DAWN | L17 | 105W LED Roadway, DTD | 926 | 3967 | 12435.906 |  |  | 626 | 16427.387
2022 | 3 | LS1 | DUSK TO DAWN | L17 | 133W LED Roadway/Area, DTD | 932 | 332 | 1893.482 |  |  | 627 | 18850.485
2022 | 3 | LS1 | DUSK TO DAWN | L17 | 143W LED Area-Lighter, DTD | 935 | 17 | -70 |  |  | 637 | 4554.606
2022 | 3 | LS1 | DUSK TO DAWN | L17 | 145W LED Roadway, DTD | 937 | 2860 | 15088.992 |  | UG |  | 109917.459
2022 | 3 | LS1 | DUSK TO DAWN | L17 | 182W LED Roadway, DTD | 941 | 3140 | 12850.698 |  |  | 422 | 87.002
2022 | 3 | LS1 | DUSK TO DAWN | L17 | 199W LED Flood, DTD | 951 | 1267 | 2517.853 |  |  | 523 | 111.999
2022 | 3 | LS1 | DUSK TO DAWN | L17 | 225W LED Mongoose, DTD | 956 | 111 | 470.96 |  |  | 525 | 3384.412
2022 | 3 | LS1 | DUSK TO DAWN | L17 | 247W LED Area-Lighter, DTD | 945 | 555 | 3896.216 |  |  | 580 | 141.001
2022 | 3 | LS1 | DUSK TO DAWN | L17 | 255W LED Flood, DTD | 953 | 527 | 1082.81 |  |  | 581 | 47
2022 | 3 | LS1 | DUSK TO DAWN | L17 | 26W LED Granville PT, DTD | 965 | 319 | 3079.611 |  |  | 582 | 17062.274
2022 | 3 | LS1 | DUSK TO DAWN | L17 | 27W LED Roadway, DTD | 912 | 7911 | 11195.915 |  |  | 583 | 523.006
2022 | 3 | LS1 | DUSK TO DAWN | L17 | 330W LED Area-Lighter, DTD | 947 | 546 | 2069.595 |  |  | 584 | 148.004
2022 | 3 | LS1 | DUSK TO DAWN | L17 | 333W LED Mongoose, DTD | 958 | 16 | 40 |  |  | 585 | 117
2022 | 3 | LS1 | DUSK TO DAWN | L17 | 39W LED Enh Granv PT, DTD | 968 | 140 | 1396.187 |  |  | 586 | 18254.418
2022 | 3 | LS1 | DUSK TO DAWN | L17 | 39W LED Granville PT, DTD | 967 | 421 | 6153.468 |  |  | 588 | 13673.842
2022 | 3 | LS1 | DUSK TO DAWN | L17 | 47W LED Roadway , DTD | 914 | 12773 | 80694.651 |  |  | 589 | 132.006
2022 | 3 | LS1 | DUSK TO DAWN | L17 | 55W LED Salem PT, DTD | 971 | 1049 | 17303.462 |  |  | 590 | 22
2022 | 3 | LS1 | DUSK TO DAWN | L17 | 60W LED Enh Granv PT, DTD | 973 | 11 | 50.999 |  |  | 591 | 1381.605
2022 | 3 | LS1 | DUSK TO DAWN | L17 | 60W LED Granville PT, DTD | 972 | 29 | 451.102 |  |  | 592 | 829.002
2022 | 3 | LS1 | DUSK TO DAWN | L17 | 76W LED Salem PT, DTD | 975 | 336 | 3312.56 |  |  | 593 | 5289.117
2022 | 3 | LS1 | DUSK TO DAWN | L17 | 88W LED Roadway/Area, DTD | 921 | 138 | 2213.412 |  |  | 595 | 372.007
2022 | 3 | LS1 | DUSK TO DAWN | LED | 100W LED Classic PT, DTD-35 | 836 | 15 | 190.996 |  |  | 596 | 1607.018
2022 | 3 | LS1 | DUSK TO DAWN | LED | 106W LED Roadway, DTD | 821 | 21 | 25.995 |  |  | 599 | 48
2022 | 3 | LS1 | DUSK TO DAWN | LED | 107W LED Roadway, DTD | 820 | 293 | 2459.202 |  |  | 607 | 30777.956
2022 | 3 | LS1 | DUSK TO DAWN | LED | 152W LED, Area-Lighter, DTD-53 | 830 | 44 | 171.994 |  |  | 612 | 4243.333
2022 | 3 | LS1 | DUSK TO DAWN | LED | 157W LED Roadway, DTD-55 | 829 | 140 | 447.409 |  |  | 614 | 3886.966
2022 | 3 | LS1 | DUSK TO DAWN | LED | 196W LED Roadway, DTD | 822 | 19 | 33.002 |  |  | 615 | 2472.592
2022 | 3 | LS1 | DUSK TO DAWN | LED | 211W LED Area-Lighter, DTD | 826 | 110 | 689.517 |  |  | 616 | 717.381
2022 | 3 | LS1 | DUSK TO DAWN | LED | 213W LED Roadway, DTD | 823 | 241 | 2142.382 |  |  | 622 | 340.596
2022 | 3 | LS1 | DUSK TO DAWN | LED | 238W LED, Flood, DTD-83 | 831 | 101 | 209.584 |  |  | 623 | 130.874
2022 | 3 | LS1 | DUSK TO DAWN | LED | 245W LED, Mongoose, DTD-86 | 833 | 13 | 59.999 |  |  | 624 | 4084.041
2022 | 3 | LS1 | DUSK TO DAWN | LED | 315W LED Area-Lighter, DTD | 827 | 621 | 5772.102 |  |  | 641 | 33.007
2022 | 3 | LS1 | DUSK TO DAWN | LED | 328W LED, Mongoose, DTD-115 | 834 | 14 | 21.241 | 7 |  |  | 152169.976
2022 | 3 | LS1 | DUSK TO DAWN | LED | 359W LED, Flood, DTD-126 | 832 | 403 | 1289.914 |  | OH |  | 42409.655
2022 | 3 | LS1 | DUSK TO DAWN | LED | 56W LED Roadway, DTD-20 | 828 | 619 | 1601.505 |  |  | 425 | 29.003
2022 | 3 | LS1 | DUSK TO DAWN | LED | 60W LED Classic PT, DTD-21 | 835 | 35 | 664.421 |  |  | 594 | 1085.031
2022 | 3 | LS1 | DUSK TO DAWN | LED | 67W LED Post Top, DTD | 824 | 139 | 3263.212 |  |  | 597 | 1661.509
2022 | 3 | LS1 | DUSK TO DAWN | LED | 99W LED Post Top, DTD | 825 | 66 | 1129.893 |  |  | 626 | 16370.886
2022 | 3 | LS1 | DUSK TO DAWN | MH | 1000W MH Flood, DTD | 558 | 748 | 211.193 |  |  | 627 | 18776.403
2022 | 3 | LS1 | DUSK TO DAWN | MH | 1000W MH Shoebox, DTD | 576 | 614 | 304.623 |  |  | 637 | 4486.823
2022 | 3 | LS1 | DUSK TO DAWN | MH | 150W MH General PT, DTD | 701 | 7 | 3.001 |  | UG |  | 109760.321
2022 | 3 | LS1 | DUSK TO DAWN | MH | 150W MH Salem PT, DTD | 700 | 17 | 29 |  |  | 422 | 86.503
2022 | 3 | LS1 | DUSK TO DAWN | MH | 150W MH Shoebox, DTD | 702 | 3 | 0 |  |  | 523 | 111.997
2022 | 3 | LS1 | DUSK TO DAWN | MH | 175W MH General PT, DTD | 574 | 46 | 147.237 |  |  | 525 | 3384
2022 | 3 | LS1 | DUSK TO DAWN | MH | 175W MH Salem PT, DTD | 575 | 65 | 226.244 |  |  | 580 | 141.004
2022 | 3 | LS1 | DUSK TO DAWN | MH | 175W MH Shoebox, DTD | 564 | 3 | 0 |  |  | 581 | 47.001
2022 | 3 | LS1 | DUSK TO DAWN | MH | 350W MH Cobra, DTD | 704 | 40 | 7.01 |  |  | 582 | 17040.795
2022 | 3 | LS1 | DUSK TO DAWN | MH | 350W MH Flood, DTD | 705 | 42 | 15 |  |  | 583 | 523.003
2022 | 3 | LS1 | DUSK TO DAWN | MH | 350W MH Shoebox, DTD | 703 | 79 | 34.719 |  |  | 584 | 148.001
2022 | 3 | LS1 | DUSK TO DAWN | MH | 400W MH Cobra, DTD | 520 | 205 | 74.956 |  |  | 585 | 116.998
2022 | 3 | LS1 | DUSK TO DAWN | MH | 400W MH Flood, DTD | 556 | 484 | 222.356 |  |  | 586 | 18271.46
2022 | 3 | LS1 | DUSK TO DAWN | MH | 400W MH Shoebox, DTD | 554 | 541 | 355.151 |  |  | 588 | 13704.048
2022 | 3 | LS1 | ENERGY | METERED | Electric Rate Category Facts | FAC | 227 |  |  |  | 589 | 128.903
2022 | 3 | LS1 | ENERGY | UNMETERED | Electric Rate Category Facts | FAC | 40099 |  |  |  | 590 | 22.001
2022 | 3 | LS1 | MISC | BRACKET | PT Bracket | 569 | 43 | 261 |  |  | 591 | 1383.131
2022 | 3 | LS1 | MISC | TIMER | Timer | 563 | 9 | 10 |  |  | 592 | 833.074
2022 | 3 | LS1 | POLE | OH | 30 ft Wood, OH | 425 | 32 | 30.862 |  |  | 593 | 5314.736
2022 | 3 | LS1 | POLE | OH | 30 ft Wood, OH | 626 | 11324 | 16522.969 |  |  | 595 | 373.323
2022 | 3 | LS1 | POLE | OH | 35 ft Concrete, OH | 637 | 1225 | 4435.97 |  |  | 596 | 1575.847
2022 | 3 | LS1 | POLE | OH | 35 ft Wood, OH | 627 | 6678 | 18683.253 |  |  | 599 | 48
2022 | 3 | LS1 | POLE | OH | 40/45 ft Wood, OH | 597 | 744 | 1673.264 |  |  | 607 | 30745.431
2022 | 3 | LS1 | POLE | OH | 40/45 ft Concrete, OH | 594 | 299 | 1088.299 |  |  | 612 | 4219.894
2022 | 3 | LS1 | POLE | UG | Existing Pole, UG | 641 | 14 | 32.999 |  |  | 614 | 3785.667
2022 | 3 | LS1 | POLE | UG | 10 ft PT AL , DB UG | 422 | 27 | 87.001 |  |  | 615 | 2469.769
2022 | 3 | LS1 | POLE | UG | 23 ft Concrete Round, DB UG | 523 | 8 | 112.001 |  |  | 616 | 722.101
2022 | 3 | LS1 | POLE | UG | 25/30 ft Concrete, UG | 595 | 78 | 372.998 |  |  | 622 | 340.003
2022 | 3 | LS1 | POLE | UG | 27 ft AL , DB UG | 616 | 18 | 692.791 |  |  | 623 | 133.531
2022 | 3 | LS1 | POLE | UG | 28 ft AL , DB UG | 615 | 19 | 2488.001 |  |  | 624 | 4057.1
2022 | 3 | LS1 | POLE | UG | 30 ft AB Steel , UG | 589 | 8 | 132 |  |  | 641 | 33
2022 | 3 | LS1 | POLE | UG | 35 ft Concrete (150 W), DB UG | 612 | 593 | 4260.347 | 8 |  |  | 152224.104
2022 | 3 | LS1 | POLE | UG | 35 ft Concrete (70-100W),DB UG | 607 | 1198 | 30818.62 |  | OH |  | 42359.508
2022 | 3 | LS1 | POLE | UG | 35 ft Concrete, DB UG | 588 | 1179 | 12718.574 |  |  | 425 | 28.001
2022 | 3 | LS1 | POLE | UG | 35 ft Concrete(250-400W),DB UG | 614 | 510 | 3888.003 |  |  | 594 | 1088.755
2022 | 3 | LS1 | POLE | UG | 35ft Conc Tall Waterford,DB UG | 591 | 105 | 1379 |  |  | 597 | 1658.46
2022 | 3 | LS1 | POLE | UG | 37 ft AL , DB UG | 622 | 5 | 340.997 |  |  | 626 | 16329.283
2022 | 3 | LS1 | POLE | UG | 38 ft AL , DB UG | 623 | 8 | 91 |  |  | 627 | 18771.879
2022 | 3 | LS1 | POLE | UG | 45 ft Concrete, DB UG | 596 | 186 | 1575.002 |  |  | 637 | 4483.13
2022 | 3 | LS1 | POLE | UG | Capitol PT, 16 ft AL, DB UG | 581 | 4 | 47 |  | UG |  | 109864.596
2022 | 3 | LS1 | POLE | UG | Charlestn HD PT,16 ft AL,DB UG | 590 | 8 | 22 |  |  | 422 | 86
2022 | 3 | LS1 | POLE | UG | Charleston PT, 16 ft AL, DB UG | 586 | 656 | 15133.667 |  |  | 523 | 111.242
2022 | 3 | LS1 | POLE | UG | Charlstn Banr PT,16ft AL,DB UG | 585 | 15 | 116.998 |  |  | 525 | 3388.821
2022 | 3 | LS1 | POLE | UG | Franklin PT, 16 ft Comp, DB UG | 525 | 131 | 3333.012 |  |  | 580 | 141.001
2022 | 3 | LS1 | POLE | UG | Heritage PT, 16 ft AL, DB UG | 580 | 17 | 141 |  |  | 581 | 47
2022 | 3 | LS1 | POLE | UG | PT, 16 ft AL, DB UG | 584 | 19 | 148 |  |  | 582 | 17019.756
2022 | 3 | LS1 | POLE | UG | PT, 16 ft Concrete, DB UG | 599 | 2 | 48 |  |  | 583 | 522.999
2022 | 3 | LS1 | POLE | UG | PT, 16 ft Fiber, DB UG | 624 | 354 | 4046.136 |  |  | 584 | 148.001
2022 | 3 | LS1 | POLE | UG | Victorian PT,16 ft Conc, DB UG | 592 | 44 | 654.001 |  |  | 585 | 116.996
2022 | 3 | LS1 | POLE | UG | Waterford PT,16 ft Conc, DB UG | 583 | 41 | 484.998 |  |  | 586 | 18285.244
2022 | 3 | LS1 | POLE | UG | Winston PT, 16 ft AL, DB UG | 593 | 512 | 4970.707 |  |  | 588 | 13751.983
2022 | 3 | LS1 | POLE | UG | Winston PT, 16 ft Fiber, DB UG | 582 | 743 | 17119.423 |  |  | 589 | 128.002
2022 | 3 | LS1 | TIMED SERVICE | HPS | 100W HPS Classic PT, Timed | 530 | 1 | 0 |  |  | 590 | 22
2022 | 3 | LS1 | TIMED SERVICE | HPS | 100W HPS Cobra/Nema, Timed | 863 | 3 | 0 |  |  | 591 | 1395.037
2022 | 3 | LS1 | TIMED SERVICE | HPS | 100W HPS Salem PT, Timed | 533 | 1 | 0 |  |  | 592 | 828.002
2022 | 3 | LS1 | TIMED SERVICE | HPS | 150W HPS Cobra, Timed | 864 | 5 | 5 |  |  | 593 | 5416.187
2022 | 3 | LS1 | TIMED SERVICE | HPS | 250W HPS Cobra, Timed | 865 | 1 | 0 |  |  | 595 | 371
2022 | 3 | LS1 | TIMED SERVICE | HPS | 400W HPS Cobra, Timed | 866 | 5 | 0 |  |  | 596 | 1568.922
2022 | 3 | LS1 | TIMED SERVICE | HPS | 400W HPS Flood, Timed | 484 | 1 | 0 |  |  | 599 | 48
2022 | 3 | LS1 | TIMED SERVICE | HPS | 400W HPS Mongoose, Timed | 869 | 2 | 0.965 |  |  | 607 | 30680.441
2022 | 3 | LS1 | TIMED SERVICE | HPS | 70W HPS Cobra/Nema, Timed | 862 | 1 | 0 |  |  | 612 | 4237.589
2022 | 3 | LS1 | TIMED SERVICE | L17 | 105W LED Roadway, Timed | 982 | 6 | 12.374 |  |  | 614 | 3795.977
2022 | 3 | LS1 | TIMED SERVICE | L17 | 182W LED Roadway, Timed | 983 | 45 | 56.601 |  |  | 615 | 2468.001
2022 | 3 | LS1 | TIMED SERVICE | L17 | 199W LED Flood, Timed | 985 | 2 | 7 |  |  | 616 | 716.967
2022 | 3 | LS1 | TIMED SERVICE | L17 | 225W LED Mongoose, Timed | 987 | 3 | 1.965 |  |  | 622 | 340.001
2022 | 3 | LS1 | TIMED SERVICE | L17 | 255W LED Flood, Timed | 986 | 4 | 3 |  |  | 623 | 147.071
2022 | 3 | LS1 | TIMED SERVICE | L17 | 27W LED Roadway, Timed | 981 | 22 | 15.413 |  |  | 624 | 4049.355
2022 | 3 | LS1 | TIMED SERVICE | L17 | 330W LED Area-Lighter, Timed | 984 | 5 | 33 |  |  | 641 | 33.001
2022 | 3 | LS1 | TIMED SERVICE | L17 | 39W LED Granville PT, Timed | 988 | 1 | 0 | 9 |  |  | 152527.161
2022 | 3 | LS1 | TIMED SERVICE | L17 | 54W LED Salem PT, Timed | 992 | 1 | 0 |  | OH |  | 42362.602
2022 | 3 | LS1 | TIMED SERVICE | L17 | 76W LED Salem PT, Timed | 990 | 24 | 42.001 |  |  | 425 | 28
2022 | 3 | LS1 | TIMED SERVICE | LED | 106W LED Roadway, Timed | 841 | 1 | 4 |  |  | 594 | 1109.077
2022 | 3 | LS1 | TIMED SERVICE | LED | 211W LED Area-Lighter, Timed | 846 | 1 | 13 |  |  | 597 | 1654.976
2022 | 3 | LS1 | TIMED SERVICE | LED | 315W LED Area-Lighter, Timed | 847 | 3 | 1 |  |  | 626 | 16252.08
2022 | 3 | LS1 | TIMED SERVICE | LED | 56W LED Roadway, Timed | 848 | 2 | 1 |  |  | 627 | 18762.528
2022 | 3 | LS1 | TIMED SERVICE | LED | 67W LED Post Top, Timed | 844 | 1 | 4 |  |  | 637 | 4555.941
2022 | 3 | LS1 | TIMED SERVICE | MH | 1000W MH Flood, Timed | 578 | 8 | 1 |  | UG |  | 110164.559
2022 | 3 | LS1 | TIMED SERVICE | MH | 1000W MH Shoebox, Timed | 577 | 7 | 9.999 |  |  | 422 | 86
2022 | 3 | LS1 | TIMED SERVICE | MH | 175W MH General PT, Timed | 548 | 1 | 0 |  |  | 523 | 111.009
2022 | 3 | LS1 | TIMED SERVICE | MH | 175W MH Salem PT, Timed | 568 | 1 | 0 |  |  | 525 | 3439.391
2022 | 3 | LS1 | TIMED SERVICE | MH | 175W MH Shoebox, Timed | 549 | 2 | 0 |  |  | 580 | 140.233
2022 | 3 | LS1 | TIMED SERVICE | MH | 400W MH Flood, Timed | 541 | 1 | 0 |  |  | 581 | 47
2022 | 3 | LS1 | TIMED SERVICE | MH | 400W MH Shoebox, Timed | 540 | 5 | 0 |  |  | 582 | 17023.549
2022 | 3 | LS2 | ENERGY | UNMETERED | Electric Rate Category Facts | FAC | 9 |  |  |  | 583 | 523.006
2022 | 3 | LS2 | IPV | IPV | Electric Rate Category Facts | FAC | 9 |  |  |  | 584 | 148
2022 | 4 | LS1 | DUSK TO DAWN | HPS | 100W HPS Classic PT, DTD | 570 | 369 | 2235.377 |  |  | 585 | 117.006
2022 | 4 | LS1 | DUSK TO DAWN | HPS | 100W HPS Cobra/Nema, DTD | 803 | 15216 | 8852.504 |  |  | 586 | 18366.023
2022 | 4 | LS1 | DUSK TO DAWN | HPS | 100W HPS Colonial PT, DTD | 572 | 128 | 926.904 |  |  | 588 | 13714.711
2022 | 4 | LS1 | DUSK TO DAWN | HPS | 100W HPS Contemporary PT, DTD | 571 | 1 | 0 |  |  | 589 | 127.64
2022 | 4 | LS1 | DUSK TO DAWN | HPS | 100W HPS Salem PT, DTD | 573 | 631 | 4628.296 |  |  | 590 | 22
2022 | 4 | LS1 | DUSK TO DAWN | HPS | 100W HPS Shoebox, DTD | 550 | 93 | 84.23 |  |  | 591 | 1397.6
2022 | 4 | LS1 | DUSK TO DAWN | HPS | 150W HPS Cobra, DTD | 804 | 4615 | 3026.446 |  |  | 592 | 826.004
2022 | 4 | LS1 | DUSK TO DAWN | HPS | 250W HPS Cobra, DTD | 805 | 3374 | 2634.656 |  |  | 593 | 5631.249
2022 | 4 | LS1 | DUSK TO DAWN | HPS | 250W HPS Flood, DTD | 468 | 539 | 341.26 |  |  | 595 | 378.011
2022 | 4 | LS1 | DUSK TO DAWN | HPS | 250W HPS Shoebox, DTD | 566 | 98 | 224.718 |  |  | 596 | 1568.016
2022 | 4 | LS1 | DUSK TO DAWN | HPS | 400W HPS Cobra, DTD | 806 | 3274 | 1849.176 |  |  | 599 | 48
2022 | 4 | LS1 | DUSK TO DAWN | HPS | 400W HPS Flood, DTD | 478 | 861 | 562.14 |  |  | 607 | 30706.629
2022 | 4 | LS1 | DUSK TO DAWN | HPS | 400W HPS Mongoose, DTD | 809 | 74 | 68.436 |  |  | 612 | 4234.479
2022 | 4 | LS1 | DUSK TO DAWN | HPS | 400W HPS Shoebox, DTD | 552 | 115 | 119.59 |  |  | 614 | 3771.584
2022 | 4 | LS1 | DUSK TO DAWN | HPS | 50W HPS Cobra, DTD | 800 | 4302 | 1341.342 |  |  | 615 | 2467.635
2022 | 4 | LS1 | DUSK TO DAWN | HPS | 50W HPS PT, DTD | 509 | 48 | 1 |  |  | 616 | 716.369
2022 | 4 | LS1 | DUSK TO DAWN | HPS | 70W HPS Coach PT, DTD | 810 | 324 | 1173.919 |  |  | 622 | 340.005
2022 | 4 | LS1 | DUSK TO DAWN | HPS | 70W HPS Cobra/Nema, DTD | 802 | 7354 | 3186.865 |  |  | 623 | 153.362
2022 | 4 | LS1 | DUSK TO DAWN | INC | 800W INC Ybor Archway, DTD-280 | 669 | 1 | 24 |  |  | 624 | 4027.055
2022 | 4 | LS1 | DUSK TO DAWN | L17 | 105W LED Roadway, DTD | 926 | 4085 | 12843.819 |  |  | 641 | 32.993
2022 | 4 | LS1 | DUSK TO DAWN | L17 | 133W LED Roadway/Area, DTD | 932 | 341 | 1959.998 | Total Result |  |  | 1822903.895
2022 | 4 | LS1 | DUSK TO DAWN | L17 | 143W LED Area-Lighter, DTD | 935 | 17 | 65.001
2022 | 4 | LS1 | DUSK TO DAWN | L17 | 145W LED Roadway, DTD | 937 | 2984 | 15474.542
2022 | 4 | LS1 | DUSK TO DAWN | L17 | 182W LED Roadway, DTD | 941 | 3237 | 13172.528
2022 | 4 | LS1 | DUSK TO DAWN | L17 | 199W LED Flood, DTD | 951 | 1300 | 2625.071
2022 | 4 | LS1 | DUSK TO DAWN | L17 | 225W LED Mongoose, DTD | 956 | 114 | 507.126
2022 | 4 | LS1 | DUSK TO DAWN | L17 | 247W LED Area-Lighter, DTD | 945 | 558 | 3989.147
2022 | 4 | LS1 | DUSK TO DAWN | L17 | 255W LED Flood, DTD | 953 | 536 | 1098.198
2022 | 4 | LS1 | DUSK TO DAWN | L17 | 26W LED Granville PT, DTD | 965 | 321 | 3110.742
2022 | 4 | LS1 | DUSK TO DAWN | L17 | 27W LED Roadway, DTD | 912 | 8523 | 12505.535
2022 | 4 | LS1 | DUSK TO DAWN | L17 | 330W LED Area-Lighter, DTD | 947 | 563 | 2123.164
2022 | 4 | LS1 | DUSK TO DAWN | L17 | 333W LED Mongoose, DTD | 958 | 16 | 40
2022 | 4 | LS1 | DUSK TO DAWN | L17 | 39W LED Enh Granv PT, DTD | 968 | 141 | 1499.09
2022 | 4 | LS1 | DUSK TO DAWN | L17 | 39W LED Granville PT, DTD | 967 | 425 | 6254.1
2022 | 4 | LS1 | DUSK TO DAWN | L17 | 47W LED Roadway , DTD | 914 | 13239 | 83594.039
2022 | 4 | LS1 | DUSK TO DAWN | L17 | 55W LED Salem PT, DTD | 971 | 1052 | 19949.79
2022 | 4 | LS1 | DUSK TO DAWN | L17 | 60W LED Enh Granv PT, DTD | 973 | 11 | 51.001
2022 | 4 | LS1 | DUSK TO DAWN | L17 | 60W LED Granville PT, DTD | 972 | 32 | 492.004
2022 | 4 | LS1 | DUSK TO DAWN | L17 | 76W LED Salem PT, DTD | 975 | 340 | 3769.06
2022 | 4 | LS1 | DUSK TO DAWN | L17 | 88W LED Roadway/Area, DTD | 921 | 139 | 2186.644
2022 | 4 | LS1 | DUSK TO DAWN | LED | 100W LED Classic PT, DTD-35 | 836 | 15 | 190.995
2022 | 4 | LS1 | DUSK TO DAWN | LED | 106W LED Roadway, DTD | 821 | 21 | 26.005
2022 | 4 | LS1 | DUSK TO DAWN | LED | 107W LED Roadway, DTD | 820 | 294 | 2455.649
2022 | 4 | LS1 | DUSK TO DAWN | LED | 152W LED, Area-Lighter, DTD-53 | 830 | 44 | 172
2022 | 4 | LS1 | DUSK TO DAWN | LED | 157W LED Roadway, DTD-55 | 829 | 140 | 448.011
2022 | 4 | LS1 | DUSK TO DAWN | LED | 196W LED Roadway, DTD | 822 | 19 | 33.003
2022 | 4 | LS1 | DUSK TO DAWN | LED | 211W LED Area-Lighter, DTD | 826 | 111 | 686.34
2022 | 4 | LS1 | DUSK TO DAWN | LED | 213W LED Roadway, DTD | 823 | 241 | 2139.352
2022 | 4 | LS1 | DUSK TO DAWN | LED | 238W LED, Flood, DTD-83 | 831 | 101 | 211.003
2022 | 4 | LS1 | DUSK TO DAWN | LED | 245W LED, Mongoose, DTD-86 | 833 | 13 | 59.095
2022 | 4 | LS1 | DUSK TO DAWN | LED | 315W LED Area-Lighter, DTD | 827 | 622 | 5768.101
2022 | 4 | LS1 | DUSK TO DAWN | LED | 328W LED, Mongoose, DTD-115 | 834 | 14 | 20.242
2022 | 4 | LS1 | DUSK TO DAWN | LED | 359W LED, Flood, DTD-126 | 832 | 404 | 1283.675
2022 | 4 | LS1 | DUSK TO DAWN | LED | 56W LED Roadway, DTD-20 | 828 | 615 | 1601.818
2022 | 4 | LS1 | DUSK TO DAWN | LED | 60W LED Classic PT, DTD-21 | 835 | 37 | 664.905
2022 | 4 | LS1 | DUSK TO DAWN | LED | 67W LED Post Top, DTD | 824 | 139 | 3256.726
2022 | 4 | LS1 | DUSK TO DAWN | LED | 99W LED Post Top, DTD | 825 | 66 | 1128.005
2022 | 4 | LS1 | DUSK TO DAWN | MH | 1000W MH Flood, DTD | 558 | 751 | 201.405
2022 | 4 | LS1 | DUSK TO DAWN | MH | 1000W MH Shoebox, DTD | 576 | 616 | 281.706
2022 | 4 | LS1 | DUSK TO DAWN | MH | 150W MH General PT, DTD | 701 | 7 | 3
2022 | 4 | LS1 | DUSK TO DAWN | MH | 150W MH Salem PT, DTD | 700 | 17 | 29
2022 | 4 | LS1 | DUSK TO DAWN | MH | 150W MH Shoebox, DTD | 702 | 3 | 0
2022 | 4 | LS1 | DUSK TO DAWN | MH | 175W MH General PT, DTD | 574 | 46 | 139.164
2022 | 4 | LS1 | DUSK TO DAWN | MH | 175W MH Salem PT, DTD | 575 | 65 | 213.451
2022 | 4 | LS1 | DUSK TO DAWN | MH | 175W MH Shoebox, DTD | 564 | 3 | 0
2022 | 4 | LS1 | DUSK TO DAWN | MH | 350W MH Cobra, DTD | 704 | 40 | 6
2022 | 4 | LS1 | DUSK TO DAWN | MH | 350W MH Flood, DTD | 705 | 42 | 14.725
2022 | 4 | LS1 | DUSK TO DAWN | MH | 350W MH Shoebox, DTD | 703 | 79 | 30.828
2022 | 4 | LS1 | DUSK TO DAWN | MH | 400W MH Cobra, DTD | 520 | 205 | 53.499
2022 | 4 | LS1 | DUSK TO DAWN | MH | 400W MH Flood, DTD | 556 | 485 | 207.073
2022 | 4 | LS1 | DUSK TO DAWN | MH | 400W MH Shoebox, DTD | 554 | 542 | 278.164
2022 | 4 | LS1 | ENERGY | METERED | Electric Rate Category Facts | FAC | 222
2022 | 4 | LS1 | ENERGY | UNMETERED | Electric Rate Category Facts | FAC | 40087
2022 | 4 | LS1 | MISC | BRACKET | PT Bracket | 569 | 43 | 261.001
2022 | 4 | LS1 | MISC | TIMER | Timer | 563 | 9 | 10.001
2022 | 4 | LS1 | POLE | OH | 30 ft Wood, OH | 425 | 33 | 28.521
2022 | 4 | LS1 | POLE | OH | 30 ft Wood, OH | 626 | 11318 | 16496.155
2022 | 4 | LS1 | POLE | OH | 35 ft Concrete, OH | 637 | 1224 | 4511.771
2022 | 4 | LS1 | POLE | OH | 35 ft Wood, OH | 627 | 6693 | 18703.507
2022 | 4 | LS1 | POLE | OH | 40/45 ft Wood, OH | 597 | 745 | 1667.539
2022 | 4 | LS1 | POLE | OH | 40/45 ft Concrete, OH | 594 | 302 | 1093.628
2022 | 4 | LS1 | POLE | UG | Existing Pole, UG | 641 | 14 | 33
2022 | 4 | LS1 | POLE | UG | 10 ft PT AL , DB UG | 422 | 27 | 87.002
2022 | 4 | LS1 | POLE | UG | 23 ft Concrete Round, DB UG | 523 | 8 | 111.999
2022 | 4 | LS1 | POLE | UG | 25/30 ft Concrete, UG | 595 | 78 | 372.003
2022 | 4 | LS1 | POLE | UG | 27 ft AL , DB UG | 616 | 18 | 682.701
2022 | 4 | LS1 | POLE | UG | 28 ft AL , DB UG | 615 | 19 | 2487.666
2022 | 4 | LS1 | POLE | UG | 30 ft AB Steel , UG | 589 | 8 | 132
2022 | 4 | LS1 | POLE | UG | 35 ft Concrete (150 W), DB UG | 612 | 592 | 4217.811
2022 | 4 | LS1 | POLE | UG | 35 ft Concrete (70-100W),DB UG | 607 | 1198 | 30850.638
2022 | 4 | LS1 | POLE | UG | 35 ft Concrete, DB UG | 588 | 1187 | 13569.074
2022 | 4 | LS1 | POLE | UG | 35 ft Concrete(250-400W),DB UG | 614 | 510 | 3798.483
2022 | 4 | LS1 | POLE | UG | 35ft Conc Tall Waterford,DB UG | 591 | 107 | 1375.911
2022 | 4 | LS1 | POLE | UG | 37 ft AL , DB UG | 622 | 5 | 341.167
2022 | 4 | LS1 | POLE | UG | 38 ft AL , DB UG | 623 | 8 | 91
2022 | 4 | LS1 | POLE | UG | 45 ft Concrete, DB UG | 596 | 186 | 1575.005
2022 | 4 | LS1 | POLE | UG | Capitol PT, 16 ft AL, DB UG | 581 | 4 | 47.001
2022 | 4 | LS1 | POLE | UG | Charlestn HD PT,16 ft AL,DB UG | 590 | 9 | 22.219
2022 | 4 | LS1 | POLE | UG | Charleston PT, 16 ft AL, DB UG | 586 | 657 | 18175.086
2022 | 4 | LS1 | POLE | UG | Charlstn Banr PT,16ft AL,DB UG | 585 | 15 | 116.999
2022 | 4 | LS1 | POLE | UG | Franklin PT, 16 ft Comp, DB UG | 525 | 131 | 3356.736
2022 | 4 | LS1 | POLE | UG | Heritage PT, 16 ft AL, DB UG | 580 | 17 | 141.002
2022 | 4 | LS1 | POLE | UG | PT, 16 ft AL, DB UG | 584 | 19 | 148.001
2022 | 4 | LS1 | POLE | UG | PT, 16 ft Concrete, DB UG | 599 | 2 | 48
2022 | 4 | LS1 | POLE | UG | PT, 16 ft Fiber, DB UG | 624 | 354 | 4035.802
2022 | 4 | LS1 | POLE | UG | Victorian PT,16 ft Conc, DB UG | 592 | 44 | 828.543
2022 | 4 | LS1 | POLE | UG | Waterford PT,16 ft Conc, DB UG | 583 | 41 | 503.346
2022 | 4 | LS1 | POLE | UG | Winston PT, 16 ft AL, DB UG | 593 | 515 | 5133.667
2022 | 4 | LS1 | POLE | UG | Winston PT, 16 ft Fiber, DB UG | 582 | 744 | 17073.76
2022 | 4 | LS1 | TIMED SERVICE | HPS | 100W HPS Classic PT, Timed | 530 | 1 | 0
2022 | 4 | LS1 | TIMED SERVICE | HPS | 100W HPS Cobra/Nema, Timed | 863 | 3 | 0
2022 | 4 | LS1 | TIMED SERVICE | HPS | 100W HPS Salem PT, Timed | 533 | 1 | 0
2022 | 4 | LS1 | TIMED SERVICE | HPS | 150W HPS Cobra, Timed | 864 | 5 | 5
2022 | 4 | LS1 | TIMED SERVICE | HPS | 250W HPS Cobra, Timed | 865 | 1 | 0
2022 | 4 | LS1 | TIMED SERVICE | HPS | 400W HPS Cobra, Timed | 866 | 5 | 0
2022 | 4 | LS1 | TIMED SERVICE | HPS | 400W HPS Flood, Timed | 484 | 1 | 0
2022 | 4 | LS1 | TIMED SERVICE | HPS | 400W HPS Mongoose, Timed | 869 | 2 | 0
2022 | 4 | LS1 | TIMED SERVICE | HPS | 70W HPS Cobra/Nema, Timed | 862 | 1 | 0
2022 | 4 | LS1 | TIMED SERVICE | L17 | 105W LED Roadway, Timed | 982 | 6 | 12.996
2022 | 4 | LS1 | TIMED SERVICE | L17 | 133W LED Roadway/Area, Timed | 903 | 1 | 1.851
2022 | 4 | LS1 | TIMED SERVICE | L17 | 182W LED Roadway, Timed | 983 | 45 | 38.99
2022 | 4 | LS1 | TIMED SERVICE | L17 | 199W LED Flood, Timed | 985 | 2 | 7
2022 | 4 | LS1 | TIMED SERVICE | L17 | 225W LED Mongoose, Timed | 987 | 3 | 1.001
2022 | 4 | LS1 | TIMED SERVICE | L17 | 255W LED Flood, Timed | 986 | 4 | 3
2022 | 4 | LS1 | TIMED SERVICE | L17 | 27W LED Roadway, Timed | 981 | 23 | 14.487
2022 | 4 | LS1 | TIMED SERVICE | L17 | 330W LED Area-Lighter, Timed | 984 | 7 | 37.718
2022 | 4 | LS1 | TIMED SERVICE | L17 | 39W LED Granville PT, Timed | 988 | 1 | 0
2022 | 4 | LS1 | TIMED SERVICE | L17 | 54W LED Salem PT, Timed | 992 | 1 | 0
2022 | 4 | LS1 | TIMED SERVICE | L17 | 76W LED Salem PT, Timed | 990 | 24 | 42.002
2022 | 4 | LS1 | TIMED SERVICE | LED | 106W LED Roadway, Timed | 841 | 1 | 4
2022 | 4 | LS1 | TIMED SERVICE | LED | 211W LED Area-Lighter, Timed | 846 | 1 | 13
2022 | 4 | LS1 | TIMED SERVICE | LED | 315W LED Area-Lighter, Timed | 847 | 3 | 1
2022 | 4 | LS1 | TIMED SERVICE | LED | 56W LED Roadway, Timed | 848 | 2 | 1
2022 | 4 | LS1 | TIMED SERVICE | LED | 67W LED Post Top, Timed | 844 | 1 | 4
2022 | 4 | LS1 | TIMED SERVICE | MH | 1000W MH Flood, Timed | 578 | 8 | 1
2022 | 4 | LS1 | TIMED SERVICE | MH | 1000W MH Shoebox, Timed | 577 | 7 | 7.547
2022 | 4 | LS1 | TIMED SERVICE | MH | 175W MH General PT, Timed | 548 | 1 | 0
2022 | 4 | LS1 | TIMED SERVICE | MH | 175W MH Salem PT, Timed | 568 | 1 | 0
2022 | 4 | LS1 | TIMED SERVICE | MH | 175W MH Shoebox, Timed | 549 | 2 | 0
2022 | 4 | LS1 | TIMED SERVICE | MH | 400W MH Cobra, Timed | 522 | 1 | 0
2022 | 4 | LS1 | TIMED SERVICE | MH | 400W MH Flood, Timed | 541 | 1 | 0
2022 | 4 | LS1 | TIMED SERVICE | MH | 400W MH Shoebox, Timed | 540 | 5 | 0
2022 | 4 | LS2 | ENERGY | UNMETERED | Electric Rate Category Facts | FAC | 11
2022 | 4 | LS2 | IPV | IPV | Electric Rate Category Facts | FAC | 11
2022 | 5 | LS1 | DUSK TO DAWN | HPS | 100W HPS Classic PT, DTD | 570 | 369 | 2178.215
2022 | 5 | LS1 | DUSK TO DAWN | HPS | 100W HPS Cobra/Nema, DTD | 803 | 15212 | 6884.531
2022 | 5 | LS1 | DUSK TO DAWN | HPS | 100W HPS Colonial PT, DTD | 572 | 127 | 917.301
2022 | 5 | LS1 | DUSK TO DAWN | HPS | 100W HPS Contemporary PT, DTD | 571 | 1 | 0
2022 | 5 | LS1 | DUSK TO DAWN | HPS | 100W HPS Salem PT, DTD | 573 | 632 | 4592.683
2022 | 5 | LS1 | DUSK TO DAWN | HPS | 100W HPS Shoebox, DTD | 550 | 93 | 82.954
2022 | 5 | LS1 | DUSK TO DAWN | HPS | 150W HPS Cobra, DTD | 804 | 4612 | 2521.857
2022 | 5 | LS1 | DUSK TO DAWN | HPS | 250W HPS Cobra, DTD | 805 | 3375 | 2094.296
2022 | 5 | LS1 | DUSK TO DAWN | HPS | 250W HPS Flood, DTD | 468 | 539 | 359.538
2022 | 5 | LS1 | DUSK TO DAWN | HPS | 250W HPS Shoebox, DTD | 566 | 97 | 136.599
2022 | 5 | LS1 | DUSK TO DAWN | HPS | 400W HPS Cobra, DTD | 806 | 3270 | 1487.573
2022 | 5 | LS1 | DUSK TO DAWN | HPS | 400W HPS Flood, DTD | 478 | 860 | 500.221
2022 | 5 | LS1 | DUSK TO DAWN | HPS | 400W HPS Mongoose, DTD | 809 | 74 | 66.186
2022 | 5 | LS1 | DUSK TO DAWN | HPS | 400W HPS Shoebox, DTD | 552 | 115 | 111.573
2022 | 5 | LS1 | DUSK TO DAWN | HPS | 50W HPS Cobra, DTD | 800 | 4299 | 1062.766
2022 | 5 | LS1 | DUSK TO DAWN | HPS | 50W HPS PT, DTD | 509 | 48 | 1
2022 | 5 | LS1 | DUSK TO DAWN | HPS | 70W HPS Coach PT, DTD | 810 | 322 | 1139.581
2022 | 5 | LS1 | DUSK TO DAWN | HPS | 70W HPS Cobra/Nema, DTD | 802 | 7356 | 2194.449
2022 | 5 | LS1 | DUSK TO DAWN | INC | 800W INC Ybor Archway, DTD-280 | 669 | 1 | 24
2022 | 5 | LS1 | DUSK TO DAWN | L17 | 105W LED Roadway, DTD | 926 | 4350 | 13316.521
2022 | 5 | LS1 | DUSK TO DAWN | L17 | 133W LED Roadway/Area, DTD | 932 | 343 | 2055.646
2022 | 5 | LS1 | DUSK TO DAWN | L17 | 143W LED Area-Lighter, DTD | 935 | 16 | 81.421
2022 | 5 | LS1 | DUSK TO DAWN | L17 | 145W LED Roadway, DTD | 937 | 3107 | 16036.987
2022 | 5 | LS1 | DUSK TO DAWN | L17 | 182W LED Roadway, DTD | 941 | 3332 | 13469.349
2022 | 5 | LS1 | DUSK TO DAWN | L17 | 199W LED Flood, DTD | 951 | 1328 | 2675.693
2022 | 5 | LS1 | DUSK TO DAWN | L17 | 225W LED Mongoose, DTD | 956 | 115 | 536.021
2022 | 5 | LS1 | DUSK TO DAWN | L17 | 247W LED Area-Lighter, DTD | 945 | 565 | 4116.155
2022 | 5 | LS1 | DUSK TO DAWN | L17 | 255W LED Flood, DTD | 953 | 539 | 1101.497
2022 | 5 | LS1 | DUSK TO DAWN | L17 | 26W LED Granville PT, DTD | 965 | 326 | 3144.642
2022 | 5 | LS1 | DUSK TO DAWN | L17 | 27W LED Roadway, DTD | 912 | 9136 | 13797.46
2022 | 5 | LS1 | DUSK TO DAWN | L17 | 330W LED Area-Lighter, DTD | 947 | 569 | 2186.838
2022 | 5 | LS1 | DUSK TO DAWN | L17 | 333W LED Mongoose, DTD | 958 | 17 | 56.348
2022 | 5 | LS1 | DUSK TO DAWN | L17 | 39W LED Enh Granv PT, DTD | 968 | 141 | 1512.227
2022 | 5 | LS1 | DUSK TO DAWN | L17 | 39W LED Granville PT, DTD | 967 | 428 | 6315.082
2022 | 5 | LS1 | DUSK TO DAWN | L17 | 47W LED Roadway , DTD | 914 | 14045 | 85600.65
2022 | 5 | LS1 | DUSK TO DAWN | L17 | 55W LED Salem PT, DTD | 971 | 1055 | 20125.107
2022 | 5 | LS1 | DUSK TO DAWN | L17 | 60W LED Enh Granv PT, DTD | 973 | 11 | 50.668
2022 | 5 | LS1 | DUSK TO DAWN | L17 | 60W LED Granville PT, DTD | 972 | 32 | 491.031
2022 | 5 | LS1 | DUSK TO DAWN | L17 | 76W LED Salem PT, DTD | 975 | 345 | 3816.765
2022 | 5 | LS1 | DUSK TO DAWN | L17 | 88W LED Roadway/Area, DTD | 921 | 139 | 2184.143
2022 | 5 | LS1 | DUSK TO DAWN | LED | 100W LED Classic PT, DTD-35 | 836 | 14 | 189.859
2022 | 5 | LS1 | DUSK TO DAWN | LED | 106W LED Roadway, DTD | 821 | 21 | 25.993
2022 | 5 | LS1 | DUSK TO DAWN | LED | 107W LED Roadway, DTD | 820 | 294 | 2446.76
2022 | 5 | LS1 | DUSK TO DAWN | LED | 152W LED, Area-Lighter, DTD-53 | 830 | 43 | 159
2022 | 5 | LS1 | DUSK TO DAWN | LED | 157W LED Roadway, DTD-55 | 829 | 140 | 447.797
2022 | 5 | LS1 | DUSK TO DAWN | LED | 196W LED Roadway, DTD | 822 | 19 | 33.003
2022 | 5 | LS1 | DUSK TO DAWN | LED | 211W LED Area-Lighter, DTD | 826 | 110 | 675.395
2022 | 5 | LS1 | DUSK TO DAWN | LED | 213W LED Roadway, DTD | 823 | 239 | 2136.014
2022 | 5 | LS1 | DUSK TO DAWN | LED | 238W LED, Flood, DTD-83 | 831 | 101 | 212.007
2022 | 5 | LS1 | DUSK TO DAWN | LED | 245W LED, Mongoose, DTD-86 | 833 | 13 | 59.001
2022 | 5 | LS1 | DUSK TO DAWN | LED | 315W LED Area-Lighter, DTD | 827 | 622 | 5705.308
2022 | 5 | LS1 | DUSK TO DAWN | LED | 328W LED, Mongoose, DTD-115 | 834 | 14 | 20.3
2022 | 5 | LS1 | DUSK TO DAWN | LED | 359W LED, Flood, DTD-126 | 832 | 403 | 1281.495
2022 | 5 | LS1 | DUSK TO DAWN | LED | 56W LED Roadway, DTD-20 | 828 | 613 | 1592.837
2022 | 5 | LS1 | DUSK TO DAWN | LED | 60W LED Classic PT, DTD-21 | 835 | 37 | 665.004
2022 | 5 | LS1 | DUSK TO DAWN | LED | 67W LED Post Top, DTD | 824 | 139 | 3256.009
2022 | 5 | LS1 | DUSK TO DAWN | LED | 99W LED Post Top, DTD | 825 | 66 | 1125.624
2022 | 5 | LS1 | DUSK TO DAWN | MH | 1000W MH Flood, DTD | 558 | 746 | 190.955
2022 | 5 | LS1 | DUSK TO DAWN | MH | 1000W MH Shoebox, DTD | 576 | 613 | 259.64
2022 | 5 | LS1 | DUSK TO DAWN | MH | 150W MH General PT, DTD | 701 | 7 | 3.001
2022 | 5 | LS1 | DUSK TO DAWN | MH | 150W MH Salem PT, DTD | 700 | 17 | 29
2022 | 5 | LS1 | DUSK TO DAWN | MH | 150W MH Shoebox, DTD | 702 | 3 | 0
2022 | 5 | LS1 | DUSK TO DAWN | MH | 175W MH General PT, DTD | 574 | 46 | 128.836
2022 | 5 | LS1 | DUSK TO DAWN | MH | 175W MH Salem PT, DTD | 575 | 65 | 207.546
2022 | 5 | LS1 | DUSK TO DAWN | MH | 175W MH Shoebox, DTD | 564 | 3 | 0
2022 | 5 | LS1 | DUSK TO DAWN | MH | 350W MH Cobra, DTD | 704 | 40 | 5.209
2022 | 5 | LS1 | DUSK TO DAWN | MH | 350W MH Flood, DTD | 705 | 42 | 13.233
2022 | 5 | LS1 | DUSK TO DAWN | MH | 350W MH Shoebox, DTD | 703 | 79 | 27.993
2022 | 5 | LS1 | DUSK TO DAWN | MH | 400W MH Cobra, DTD | 520 | 203 | 43.54
2022 | 5 | LS1 | DUSK TO DAWN | MH | 400W MH Flood, DTD | 556 | 481 | 181.734
2022 | 5 | LS1 | DUSK TO DAWN | MH | 400W MH Shoebox, DTD | 554 | 542 | 296.018
2022 | 5 | LS1 | ENERGY | METERED | Electric Rate Category Facts | FAC | 222
2022 | 5 | LS1 | ENERGY | UNMETERED | Electric Rate Category Facts | FAC | 40093
2022 | 5 | LS1 | MISC | BRACKET | PT Bracket | 569 | 43 | 261.002
2022 | 5 | LS1 | MISC | TIMER | Timer | 563 | 9 | 10.002
2022 | 5 | LS1 | POLE | OH | 30 ft Wood, OH | 425 | 33 | 29.002
2022 | 5 | LS1 | POLE | OH | 30 ft Wood, OH | 626 | 11310 | 16502.025
2022 | 5 | LS1 | POLE | OH | 35 ft Concrete, OH | 637 | 1221 | 4472.619
2022 | 5 | LS1 | POLE | OH | 35 ft Wood, OH | 627 | 6711 | 18680.001
2022 | 5 | LS1 | POLE | OH | 40/45 ft Wood, OH | 597 | 740 | 1663.158
2022 | 5 | LS1 | POLE | OH | 40/45 ft Concrete, OH | 594 | 302 | 1095.181
2022 | 5 | LS1 | POLE | UG | Existing Pole, UG | 641 | 14 | 33.002
2022 | 5 | LS1 | POLE | UG | 10 ft PT AL , DB UG | 422 | 27 | 87.002
2022 | 5 | LS1 | POLE | UG | 23 ft Concrete Round, DB UG | 523 | 8 | 112.003
2022 | 5 | LS1 | POLE | UG | 25/30 ft Concrete, UG | 595 | 78 | 372
2022 | 5 | LS1 | POLE | UG | 27 ft AL , DB UG | 616 | 18 | 686.896
2022 | 5 | LS1 | POLE | UG | 28 ft AL , DB UG | 615 | 18 | 2481.76
2022 | 5 | LS1 | POLE | UG | 30 ft AB Steel , UG | 589 | 7 | 132.002
2022 | 5 | LS1 | POLE | UG | 35 ft Concrete (150 W), DB UG | 612 | 592 | 4200.263
2022 | 5 | LS1 | POLE | UG | 35 ft Concrete (70-100W),DB UG | 607 | 1197 | 30782.83
2022 | 5 | LS1 | POLE | UG | 35 ft Concrete, DB UG | 588 | 1190 | 13707.002
2022 | 5 | LS1 | POLE | UG | 35 ft Concrete(250-400W),DB UG | 614 | 509 | 3769.48
2022 | 5 | LS1 | POLE | UG | 35ft Conc Tall Waterford,DB UG | 591 | 107 | 1381.595
2022 | 5 | LS1 | POLE | UG | 37 ft AL , DB UG | 622 | 5 | 341.376
2022 | 5 | LS1 | POLE | UG | 38 ft AL , DB UG | 623 | 8 | 109.627
2022 | 5 | LS1 | POLE | UG | 45 ft Concrete, DB UG | 596 | 184 | 1541.178
2022 | 5 | LS1 | POLE | UG | Capitol PT, 16 ft AL, DB UG | 581 | 4 | 47
2022 | 5 | LS1 | POLE | UG | Charlestn HD PT,16 ft AL,DB UG | 590 | 9 | 22.034
2022 | 5 | LS1 | POLE | UG | Charleston PT, 16 ft AL, DB UG | 586 | 657 | 18149.865
2022 | 5 | LS1 | POLE | UG | Charlstn Banr PT,16ft AL,DB UG | 585 | 15 | 116.993
2022 | 5 | LS1 | POLE | UG | Franklin PT, 16 ft Comp, DB UG | 525 | 131 | 3374.074
2022 | 5 | LS1 | POLE | UG | Heritage PT, 16 ft AL, DB UG | 580 | 17 | 141.001
2022 | 5 | LS1 | POLE | UG | PT, 16 ft AL, DB UG | 584 | 19 | 148.001
2022 | 5 | LS1 | POLE | UG | PT, 16 ft Concrete, DB UG | 599 | 2 | 48
2022 | 5 | LS1 | POLE | UG | PT, 16 ft Fiber, DB UG | 624 | 353 | 4046.477
2022 | 5 | LS1 | POLE | UG | Victorian PT,16 ft Conc, DB UG | 592 | 44 | 829.004
2022 | 5 | LS1 | POLE | UG | Waterford PT,16 ft Conc, DB UG | 583 | 40 | 522.994
2022 | 5 | LS1 | POLE | UG | Winston PT, 16 ft AL, DB UG | 593 | 521 | 5294.182
2022 | 5 | LS1 | POLE | UG | Winston PT, 16 ft Fiber, DB UG | 582 | 744 | 17062.999
2022 | 5 | LS1 | TIMED SERVICE | HPS | 100W HPS Classic PT, Timed | 530 | 1 | 0
2022 | 5 | LS1 | TIMED SERVICE | HPS | 100W HPS Cobra/Nema, Timed | 863 | 3 | 0
2022 | 5 | LS1 | TIMED SERVICE | HPS | 100W HPS Salem PT, Timed | 533 | 1 | 0
2022 | 5 | LS1 | TIMED SERVICE | HPS | 150W HPS Cobra, Timed | 864 | 5 | 5.001
2022 | 5 | LS1 | TIMED SERVICE | HPS | 250W HPS Cobra, Timed | 865 | 1 | 0
2022 | 5 | LS1 | TIMED SERVICE | HPS | 400W HPS Cobra, Timed | 866 | 5 | 0
2022 | 5 | LS1 | TIMED SERVICE | HPS | 400W HPS Flood, Timed | 484 | 1 | 0
2022 | 5 | LS1 | TIMED SERVICE | HPS | 400W HPS Mongoose, Timed | 869 | 2 | 0
2022 | 5 | LS1 | TIMED SERVICE | HPS | 70W HPS Cobra/Nema, Timed | 862 | 1 | 0
2022 | 5 | LS1 | TIMED SERVICE | L17 | 105W LED Roadway, Timed | 982 | 6 | 12.991
2022 | 5 | LS1 | TIMED SERVICE | L17 | 133W LED Roadway/Area, Timed | 903 | 1 | 1
2022 | 5 | LS1 | TIMED SERVICE | L17 | 182W LED Roadway, Timed | 983 | 46 | 38.326
2022 | 5 | LS1 | TIMED SERVICE | L17 | 199W LED Flood, Timed | 985 | 2 | 7
2022 | 5 | LS1 | TIMED SERVICE | L17 | 225W LED Mongoose, Timed | 987 | 3 | 1
2022 | 5 | LS1 | TIMED SERVICE | L17 | 255W LED Flood, Timed | 986 | 4 | 3
2022 | 5 | LS1 | TIMED SERVICE | L17 | 27W LED Roadway, Timed | 981 | 23 | 14.998
2022 | 5 | LS1 | TIMED SERVICE | L17 | 330W LED Area-Lighter, Timed | 984 | 7 | 43.484
2022 | 5 | LS1 | TIMED SERVICE | L17 | 39W LED Granville PT, Timed | 988 | 1 | 0
2022 | 5 | LS1 | TIMED SERVICE | L17 | 54W LED Salem PT, Timed | 992 | 1 | 0
2022 | 5 | LS1 | TIMED SERVICE | L17 | 76W LED Salem PT, Timed | 990 | 24 | 42.005
2022 | 5 | LS1 | TIMED SERVICE | LED | 106W LED Roadway, Timed | 841 | 1 | 4
2022 | 5 | LS1 | TIMED SERVICE | LED | 211W LED Area-Lighter, Timed | 846 | 1 | 13
2022 | 5 | LS1 | TIMED SERVICE | LED | 315W LED Area-Lighter, Timed | 847 | 3 | 1
2022 | 5 | LS1 | TIMED SERVICE | LED | 56W LED Roadway, Timed | 848 | 2 | 1
2022 | 5 | LS1 | TIMED SERVICE | LED | 67W LED Post Top, Timed | 844 | 1 | 4
2022 | 5 | LS1 | TIMED SERVICE | MH | 1000W MH Flood, Timed | 578 | 8 | 1
2022 | 5 | LS1 | TIMED SERVICE | MH | 1000W MH Shoebox, Timed | 577 | 7 | 4.096
2022 | 5 | LS1 | TIMED SERVICE | MH | 175W MH General PT, Timed | 548 | 1 | 0
2022 | 5 | LS1 | TIMED SERVICE | MH | 175W MH Salem PT, Timed | 568 | 1 | 0
2022 | 5 | LS1 | TIMED SERVICE | MH | 175W MH Shoebox, Timed | 549 | 2 | 0
2022 | 5 | LS1 | TIMED SERVICE | MH | 400W MH Cobra, Timed | 522 | 1 | 0
2022 | 5 | LS1 | TIMED SERVICE | MH | 400W MH Shoebox, Timed | 540 | 5 | 0
2022 | 5 | LS2 | ENERGY | UNMETERED | Electric Rate Category Facts | FAC | 13
2022 | 5 | LS2 | IPV | IPV | Electric Rate Category Facts | FAC | 13
2022 | 6 | LS1 | DUSK TO DAWN | HPS | 100W HPS Classic PT, DTD | 570 | 369 | 2139.784
2022 | 6 | LS1 | DUSK TO DAWN | HPS | 100W HPS Cobra/Nema, DTD | 803 | 15193 | 4573.124
2022 | 6 | LS1 | DUSK TO DAWN | HPS | 100W HPS Colonial PT, DTD | 572 | 127 | 910.039
2022 | 6 | LS1 | DUSK TO DAWN | HPS | 100W HPS Contemporary PT, DTD | 571 | 1 | 0
2022 | 6 | LS1 | DUSK TO DAWN | HPS | 100W HPS Salem PT, DTD | 573 | 632 | 4560.764
2022 | 6 | LS1 | DUSK TO DAWN | HPS | 100W HPS Shoebox, DTD | 550 | 93 | 73.763
2022 | 6 | LS1 | DUSK TO DAWN | HPS | 150W HPS Cobra, DTD | 804 | 4618 | 1868.903
2022 | 6 | LS1 | DUSK TO DAWN | HPS | 250W HPS Cobra, DTD | 805 | 3377 | 1712.359
2022 | 6 | LS1 | DUSK TO DAWN | HPS | 250W HPS Flood, DTD | 468 | 543 | 251.01
2022 | 6 | LS1 | DUSK TO DAWN | HPS | 250W HPS Shoebox, DTD | 566 | 98 | 109.454
2022 | 6 | LS1 | DUSK TO DAWN | HPS | 400W HPS Cobra, DTD | 806 | 3276 | 1268.123
2022 | 6 | LS1 | DUSK TO DAWN | HPS | 400W HPS Flood, DTD | 478 | 860 | 427.729
2022 | 6 | LS1 | DUSK TO DAWN | HPS | 400W HPS Mongoose, DTD | 809 | 74 | 52.775
2022 | 6 | LS1 | DUSK TO DAWN | HPS | 400W HPS Shoebox, DTD | 552 | 115 | 94.311
2022 | 6 | LS1 | DUSK TO DAWN | HPS | 50W HPS Cobra, DTD | 800 | 4290 | 881.292
2022 | 6 | LS1 | DUSK TO DAWN | HPS | 50W HPS PT, DTD | 509 | 48 | 1
2022 | 6 | LS1 | DUSK TO DAWN | HPS | 70W HPS Coach PT, DTD | 810 | 320 | 1122.927
2022 | 6 | LS1 | DUSK TO DAWN | HPS | 70W HPS Cobra/Nema, DTD | 802 | 7347 | 1689.001
2022 | 6 | LS1 | DUSK TO DAWN | INC | 800W INC Ybor Archway, DTD-280 | 669 | 1 | 24
2022 | 6 | LS1 | DUSK TO DAWN | L17 | 105W LED Roadway, DTD | 926 | 4489 | 14156.164
2022 | 6 | LS1 | DUSK TO DAWN | L17 | 133W LED Roadway/Area, DTD | 932 | 350 | 2088.558
2022 | 6 | LS1 | DUSK TO DAWN | L17 | 143W LED Area-Lighter, DTD | 935 | 17 | 102.001
2022 | 6 | LS1 | DUSK TO DAWN | L17 | 145W LED Roadway, DTD | 937 | 3171 | 16709.46
2022 | 6 | LS1 | DUSK TO DAWN | L17 | 182W LED Roadway, DTD | 941 | 3396 | 14008.951
2022 | 6 | LS1 | DUSK TO DAWN | L17 | 199W LED Flood, DTD | 951 | 1404 | 2869.738
2022 | 6 | LS1 | DUSK TO DAWN | L17 | 225W LED Mongoose, DTD | 956 | 117 | 558.487
2022 | 6 | LS1 | DUSK TO DAWN | L17 | 247W LED Area-Lighter, DTD | 945 | 568 | 4100.091
2022 | 6 | LS1 | DUSK TO DAWN | L17 | 255W LED Flood, DTD | 953 | 555 | 1153.864
2022 | 6 | LS1 | DUSK TO DAWN | L17 | 26W LED Granville PT, DTD | 965 | 326 | 3221.059
2022 | 6 | LS1 | DUSK TO DAWN | L17 | 27W LED Roadway, DTD | 912 | 9430 | 14517.087
2022 | 6 | LS1 | DUSK TO DAWN | L17 | 330W LED Area-Lighter, DTD | 947 | 580 | 2238.406
2022 | 6 | LS1 | DUSK TO DAWN | L17 | 333W LED Mongoose, DTD | 958 | 17 | 46.002
2022 | 6 | LS1 | DUSK TO DAWN | L17 | 39W LED Enh Granv PT, DTD | 968 | 143 | 1529.991
2022 | 6 | LS1 | DUSK TO DAWN | L17 | 39W LED Granville PT, DTD | 967 | 429 | 6400.059
2022 | 6 | LS1 | DUSK TO DAWN | L17 | 47W LED Roadway , DTD | 914 | 14606 | 87890.197
2022 | 6 | LS1 | DUSK TO DAWN | L17 | 55W LED Salem PT, DTD | 971 | 1057 | 20192.492
2022 | 6 | LS1 | DUSK TO DAWN | L17 | 60W LED Enh Granv PT, DTD | 973 | 11 | 50.001
2022 | 6 | LS1 | DUSK TO DAWN | L17 | 60W LED Granville PT, DTD | 972 | 33 | 504.565
2022 | 6 | LS1 | DUSK TO DAWN | L17 | 76W LED Salem PT, DTD | 975 | 345 | 3817.578
2022 | 6 | LS1 | DUSK TO DAWN | L17 | 88W LED Roadway/Area, DTD | 921 | 140 | 2198.391
2022 | 6 | LS1 | DUSK TO DAWN | LED | 100W LED Classic PT, DTD-35 | 836 | 15 | 191.01
2022 | 6 | LS1 | DUSK TO DAWN | LED | 106W LED Roadway, DTD | 821 | 21 | 25.071
2022 | 6 | LS1 | DUSK TO DAWN | LED | 107W LED Roadway, DTD | 820 | 295 | 2454.872
2022 | 6 | LS1 | DUSK TO DAWN | LED | 152W LED, Area-Lighter, DTD-53 | 830 | 44 | 185
2022 | 6 | LS1 | DUSK TO DAWN | LED | 157W LED Roadway, DTD-55 | 829 | 141 | 447.948
2022 | 6 | LS1 | DUSK TO DAWN | LED | 196W LED Roadway, DTD | 822 | 19 | 33.012
2022 | 6 | LS1 | DUSK TO DAWN | LED | 211W LED Area-Lighter, DTD | 826 | 111 | 703.17
2022 | 6 | LS1 | DUSK TO DAWN | LED | 213W LED Roadway, DTD | 823 | 242 | 2163.768
2022 | 6 | LS1 | DUSK TO DAWN | LED | 238W LED, Flood, DTD-83 | 831 | 103 | 216.672
2022 | 6 | LS1 | DUSK TO DAWN | LED | 245W LED, Mongoose, DTD-86 | 833 | 13 | 59.003
2022 | 6 | LS1 | DUSK TO DAWN | LED | 315W LED Area-Lighter, DTD | 827 | 627 | 5851.227
2022 | 6 | LS1 | DUSK TO DAWN | LED | 328W LED, Mongoose, DTD-115 | 834 | 15 | 21.002
2022 | 6 | LS1 | DUSK TO DAWN | LED | 359W LED, Flood, DTD-126 | 832 | 406 | 1284.066
2022 | 6 | LS1 | DUSK TO DAWN | LED | 56W LED Roadway, DTD-20 | 828 | 613 | 1586.184
2022 | 6 | LS1 | DUSK TO DAWN | LED | 60W LED Classic PT, DTD-21 | 835 | 37 | 665.014
2022 | 6 | LS1 | DUSK TO DAWN | LED | 67W LED Post Top, DTD | 824 | 139 | 3256.012
2022 | 6 | LS1 | DUSK TO DAWN | LED | 99W LED Post Top, DTD | 825 | 66 | 1125.008
2022 | 6 | LS1 | DUSK TO DAWN | MH | 1000W MH Flood, DTD | 558 | 751 | 168.488
2022 | 6 | LS1 | DUSK TO DAWN | MH | 1000W MH Shoebox, DTD | 576 | 616 | 228.052
2022 | 6 | LS1 | DUSK TO DAWN | MH | 150W MH General PT, DTD | 701 | 7 | 3.001
2022 | 6 | LS1 | DUSK TO DAWN | MH | 150W MH Salem PT, DTD | 700 | 17 | 29.002
2022 | 6 | LS1 | DUSK TO DAWN | MH | 150W MH Shoebox, DTD | 702 | 3 | 0
2022 | 6 | LS1 | DUSK TO DAWN | MH | 175W MH General PT, DTD | 574 | 46 | 123.997
2022 | 6 | LS1 | DUSK TO DAWN | MH | 175W MH Salem PT, DTD | 575 | 65 | 199.01
2022 | 6 | LS1 | DUSK TO DAWN | MH | 175W MH Shoebox, DTD | 564 | 3 | 0
2022 | 6 | LS1 | DUSK TO DAWN | MH | 350W MH Cobra, DTD | 704 | 40 | 4.038
2022 | 6 | LS1 | DUSK TO DAWN | MH | 350W MH Flood, DTD | 705 | 42 | 12.276
2022 | 6 | LS1 | DUSK TO DAWN | MH | 350W MH Shoebox, DTD | 703 | 79 | 21.545
2022 | 6 | LS1 | DUSK TO DAWN | MH | 400W MH Cobra, DTD | 520 | 206 | 39.644
2022 | 6 | LS1 | DUSK TO DAWN | MH | 400W MH Flood, DTD | 556 | 484 | 156.074
2022 | 6 | LS1 | DUSK TO DAWN | MH | 400W MH Shoebox, DTD | 554 | 540 | 208.939
2022 | 6 | LS1 | ENERGY | METERED | Electric Rate Category Facts | FAC | 222
2022 | 6 | LS1 | ENERGY | UNMETERED | Electric Rate Category Facts | FAC | 40068
2022 | 6 | LS1 | MISC | BRACKET | PT Bracket | 569 | 43 | 261.001
2022 | 6 | LS1 | MISC | TIMER | Timer | 563 | 9 | 10
2022 | 6 | LS1 | POLE | OH | 30 ft Wood, OH | 425 | 33 | 29.001
2022 | 6 | LS1 | POLE | OH | 30 ft Wood, OH | 626 | 11304 | 16427.387
2022 | 6 | LS1 | POLE | OH | 35 ft Concrete, OH | 637 | 1228 | 4554.606
2022 | 6 | LS1 | POLE | OH | 35 ft Wood, OH | 627 | 6726 | 18850.485
2022 | 6 | LS1 | POLE | OH | 40/45 ft Wood, OH | 597 | 745 | 1686.606
2022 | 6 | LS1 | POLE | OH | 40/45 ft Concrete, OH | 594 | 303 | 1091.871
2022 | 6 | LS1 | POLE | UG | Existing Pole, UG | 641 | 14 | 33.007
2022 | 6 | LS1 | POLE | UG | 10 ft PT AL , DB UG | 422 | 27 | 87.002
2022 | 6 | LS1 | POLE | UG | 23 ft Concrete Round, DB UG | 523 | 8 | 111.999
2022 | 6 | LS1 | POLE | UG | 25/30 ft Concrete, UG | 595 | 78 | 372.007
2022 | 6 | LS1 | POLE | UG | 27 ft AL , DB UG | 616 | 18 | 717.381
2022 | 6 | LS1 | POLE | UG | 28 ft AL , DB UG | 615 | 19 | 2472.592
2022 | 6 | LS1 | POLE | UG | 30 ft AB Steel , UG | 589 | 8 | 132.006
2022 | 6 | LS1 | POLE | UG | 35 ft Concrete (150 W), DB UG | 612 | 594 | 4243.333
2022 | 6 | LS1 | POLE | UG | 35 ft Concrete (70-100W),DB UG | 607 | 1201 | 30777.956
2022 | 6 | LS1 | POLE | UG | 35 ft Concrete, DB UG | 588 | 1195 | 13673.842
2022 | 6 | LS1 | POLE | UG | 35 ft Concrete(250-400W),DB UG | 614 | 513 | 3886.966
2022 | 6 | LS1 | POLE | UG | 35ft Conc Tall Waterford,DB UG | 591 | 108 | 1381.605
2022 | 6 | LS1 | POLE | UG | 37 ft AL , DB UG | 622 | 5 | 340.596
2022 | 6 | LS1 | POLE | UG | 38 ft AL , DB UG | 623 | 8 | 130.874
2022 | 6 | LS1 | POLE | UG | 45 ft Concrete, DB UG | 596 | 186 | 1607.018
2022 | 6 | LS1 | POLE | UG | Capitol PT, 16 ft AL, DB UG | 581 | 4 | 47
2022 | 6 | LS1 | POLE | UG | Charlestn HD PT,16 ft AL,DB UG | 590 | 9 | 22
2022 | 6 | LS1 | POLE | UG | Charleston PT, 16 ft AL, DB UG | 586 | 658 | 18254.418
2022 | 6 | LS1 | POLE | UG | Charlstn Banr PT,16ft AL,DB UG | 585 | 15 | 117
2022 | 6 | LS1 | POLE | UG | Franklin PT, 16 ft Comp, DB UG | 525 | 132 | 3384.412
2022 | 6 | LS1 | POLE | UG | Heritage PT, 16 ft AL, DB UG | 580 | 17 | 141.001
2022 | 6 | LS1 | POLE | UG | PT, 16 ft AL, DB UG | 584 | 19 | 148.004
2022 | 6 | LS1 | POLE | UG | PT, 16 ft Concrete, DB UG | 599 | 2 | 48
2022 | 6 | LS1 | POLE | UG | PT, 16 ft Fiber, DB UG | 624 | 352 | 4084.041
2022 | 6 | LS1 | POLE | UG | Victorian PT,16 ft Conc, DB UG | 592 | 44 | 829.002
2022 | 6 | LS1 | POLE | UG | Waterford PT,16 ft Conc, DB UG | 583 | 40 | 523.006
2022 | 6 | LS1 | POLE | UG | Winston PT, 16 ft AL, DB UG | 593 | 528 | 5289.117
2022 | 6 | LS1 | POLE | UG | Winston PT, 16 ft Fiber, DB UG | 582 | 744 | 17062.274
2022 | 6 | LS1 | TIMED SERVICE | HPS | 100W HPS Classic PT, Timed | 530 | 1 | 0
2022 | 6 | LS1 | TIMED SERVICE | HPS | 100W HPS Cobra/Nema, Timed | 863 | 3 | 0
2022 | 6 | LS1 | TIMED SERVICE | HPS | 100W HPS Salem PT, Timed | 533 | 1 | 0
2022 | 6 | LS1 | TIMED SERVICE | HPS | 150W HPS Cobra, Timed | 864 | 5 | 5
2022 | 6 | LS1 | TIMED SERVICE | HPS | 250W HPS Cobra, Timed | 865 | 1 | 0
2022 | 6 | LS1 | TIMED SERVICE | HPS | 400W HPS Cobra, Timed | 866 | 5 | 0
2022 | 6 | LS1 | TIMED SERVICE | HPS | 400W HPS Flood, Timed | 484 | 1 | 0
2022 | 6 | LS1 | TIMED SERVICE | HPS | 400W HPS Mongoose, Timed | 869 | 2 | 0
2022 | 6 | LS1 | TIMED SERVICE | HPS | 70W HPS Cobra/Nema, Timed | 862 | 1 | 0
2022 | 6 | LS1 | TIMED SERVICE | L17 | 105W LED Roadway, Timed | 982 | 6 | 12.999
2022 | 6 | LS1 | TIMED SERVICE | L17 | 133W LED Roadway/Area, Timed | 903 | 1 | 1.001
2022 | 6 | LS1 | TIMED SERVICE | L17 | 182W LED Roadway, Timed | 983 | 46 | 37.997
2022 | 6 | LS1 | TIMED SERVICE | L17 | 199W LED Flood, Timed | 985 | 3 | 7.268
2022 | 6 | LS1 | TIMED SERVICE | L17 | 225W LED Mongoose, Timed | 987 | 3 | 1
2022 | 6 | LS1 | TIMED SERVICE | L17 | 255W LED Flood, Timed | 986 | 4 | 3
2022 | 6 | LS1 | TIMED SERVICE | L17 | 27W LED Roadway, Timed | 981 | 23 | 13.539
2022 | 6 | LS1 | TIMED SERVICE | L17 | 330W LED Area-Lighter, Timed | 984 | 7 | 46.001
2022 | 6 | LS1 | TIMED SERVICE | L17 | 39W LED Granville PT, Timed | 988 | 1 | 0
2022 | 6 | LS1 | TIMED SERVICE | L17 | 54W LED Salem PT, Timed | 992 | 1 | 0
2022 | 6 | LS1 | TIMED SERVICE | L17 | 76W LED Salem PT, Timed | 990 | 24 | 42.002
2022 | 6 | LS1 | TIMED SERVICE | LED | 106W LED Roadway, Timed | 841 | 1 | 4
2022 | 6 | LS1 | TIMED SERVICE | LED | 211W LED Area-Lighter, Timed | 846 | 1 | 13
2022 | 6 | LS1 | TIMED SERVICE | LED | 315W LED Area-Lighter, Timed | 847 | 3 | 1
2022 | 6 | LS1 | TIMED SERVICE | LED | 56W LED Roadway, Timed | 848 | 2 | 1
2022 | 6 | LS1 | TIMED SERVICE | LED | 67W LED Post Top, Timed | 844 | 1 | 4
2022 | 6 | LS1 | TIMED SERVICE | MH | 1000W MH Flood, Timed | 578 | 9 | 1
2022 | 6 | LS1 | TIMED SERVICE | MH | 1000W MH Shoebox, Timed | 577 | 7 | 2
2022 | 6 | LS1 | TIMED SERVICE | MH | 175W MH General PT, Timed | 548 | 1 | 0
2022 | 6 | LS1 | TIMED SERVICE | MH | 175W MH Salem PT, Timed | 568 | 1 | 0
2022 | 6 | LS1 | TIMED SERVICE | MH | 175W MH Shoebox, Timed | 549 | 2 | 0
2022 | 6 | LS1 | TIMED SERVICE | MH | 400W MH Cobra, Timed | 522 | 1 | 0
2022 | 6 | LS1 | TIMED SERVICE | MH | 400W MH Flood, Timed | 541 | 1 | 0
2022 | 6 | LS1 | TIMED SERVICE | MH | 400W MH Shoebox, Timed | 540 | 5 | 0
2022 | 6 | LS2 | ENERGY | UNMETERED | Electric Rate Category Facts | FAC | 14
2022 | 6 | LS2 | IPV | IPV | Electric Rate Category Facts | FAC | 14
2022 | 7 | LS1 | DUSK TO DAWN | HPS | 100W HPS Classic PT, DTD | 570 | 369 | 2124.665
2022 | 7 | LS1 | DUSK TO DAWN | HPS | 100W HPS Cobra/Nema, DTD | 803 | 15172 | 3687.743
2022 | 7 | LS1 | DUSK TO DAWN | HPS | 100W HPS Colonial PT, DTD | 572 | 127 | 904.59
2022 | 7 | LS1 | DUSK TO DAWN | HPS | 100W HPS Contemporary PT, DTD | 571 | 1 | 0
2022 | 7 | LS1 | DUSK TO DAWN | HPS | 100W HPS Salem PT, DTD | 573 | 632 | 4539.321
2022 | 7 | LS1 | DUSK TO DAWN | HPS | 100W HPS Shoebox, DTD | 550 | 93 | 68.556
2022 | 7 | LS1 | DUSK TO DAWN | HPS | 150W HPS Cobra, DTD | 804 | 4610 | 1588.868
2022 | 7 | LS1 | DUSK TO DAWN | HPS | 250W HPS Cobra, DTD | 805 | 3369 | 1440.255
2022 | 7 | LS1 | DUSK TO DAWN | HPS | 250W HPS Flood, DTD | 468 | 539 | 204.411
2022 | 7 | LS1 | DUSK TO DAWN | HPS | 250W HPS Shoebox, DTD | 566 | 98 | 90.871
2022 | 7 | LS1 | DUSK TO DAWN | HPS | 400W HPS Cobra, DTD | 806 | 3267 | 1038.823
2022 | 7 | LS1 | DUSK TO DAWN | HPS | 400W HPS Flood, DTD | 478 | 856 | 389.723
2022 | 7 | LS1 | DUSK TO DAWN | HPS | 400W HPS Mongoose, DTD | 809 | 75 | 44.532
2022 | 7 | LS1 | DUSK TO DAWN | HPS | 400W HPS Shoebox, DTD | 552 | 114 | 70.303
2022 | 7 | LS1 | DUSK TO DAWN | HPS | 50W HPS Cobra, DTD | 800 | 4278 | 774.289
2022 | 7 | LS1 | DUSK TO DAWN | HPS | 50W HPS PT, DTD | 509 | 48 | 1
2022 | 7 | LS1 | DUSK TO DAWN | HPS | 70W HPS Coach PT, DTD | 810 | 318 | 1112.097
2022 | 7 | LS1 | DUSK TO DAWN | HPS | 70W HPS Cobra/Nema, DTD | 802 | 7329 | 1479.221
2022 | 7 | LS1 | DUSK TO DAWN | INC | 800W INC Ybor Archway, DTD-280 | 669 | 1 | 24
2022 | 7 | LS1 | DUSK TO DAWN | L17 | 105W LED Roadway, DTD | 926 | 4563 | 14394.728
2022 | 7 | LS1 | DUSK TO DAWN | L17 | 133W LED Roadway/Area, DTD | 932 | 352 | 2109.441
2022 | 7 | LS1 | DUSK TO DAWN | L17 | 143W LED Area-Lighter, DTD | 935 | 17 | 101.001
2022 | 7 | LS1 | DUSK TO DAWN | L17 | 145W LED Roadway, DTD | 937 | 3200 | 16822.31
2022 | 7 | LS1 | DUSK TO DAWN | L17 | 182W LED Roadway, DTD | 941 | 3416 | 14011.811
2022 | 7 | LS1 | DUSK TO DAWN | L17 | 199W LED Flood, DTD | 951 | 1424 | 2948.75
2022 | 7 | LS1 | DUSK TO DAWN | L17 | 225W LED Mongoose, DTD | 956 | 119 | 568.82
2022 | 7 | LS1 | DUSK TO DAWN | L17 | 247W LED Area-Lighter, DTD | 945 | 573 | 4133.265
2022 | 7 | LS1 | DUSK TO DAWN | L17 | 255W LED Flood, DTD | 953 | 557 | 1166.557
2022 | 7 | LS1 | DUSK TO DAWN | L17 | 26W LED Granville PT, DTD | 965 | 327 | 3232.556
2022 | 7 | LS1 | DUSK TO DAWN | L17 | 27W LED Roadway, DTD | 912 | 9574 | 14522.594
2022 | 7 | LS1 | DUSK TO DAWN | L17 | 330W LED Area-Lighter, DTD | 947 | 585 | 2269.527
2022 | 7 | LS1 | DUSK TO DAWN | L17 | 333W LED Mongoose, DTD | 958 | 18 | 46
2022 | 7 | LS1 | DUSK TO DAWN | L17 | 39W LED Enh Granv PT, DTD | 968 | 143 | 1540.005
2022 | 7 | LS1 | DUSK TO DAWN | L17 | 39W LED Granville PT, DTD | 967 | 429 | 6381.019
2022 | 7 | LS1 | DUSK TO DAWN | L17 | 47W LED Roadway , DTD | 914 | 14855 | 88978.089
2022 | 7 | LS1 | DUSK TO DAWN | L17 | 55W LED Salem PT, DTD | 971 | 1056 | 20258.07
2022 | 7 | LS1 | DUSK TO DAWN | L17 | 60W LED Enh Granv PT, DTD | 973 | 11 | 50
2022 | 7 | LS1 | DUSK TO DAWN | L17 | 60W LED Granville PT, DTD | 972 | 34 | 488.258
2022 | 7 | LS1 | DUSK TO DAWN | L17 | 76W LED Salem PT, DTD | 975 | 346 | 3819.709
2022 | 7 | LS1 | DUSK TO DAWN | L17 | 88W LED Roadway/Area, DTD | 921 | 141 | 2200.619
2022 | 7 | LS1 | DUSK TO DAWN | LED | 100W LED Classic PT, DTD-35 | 836 | 15 | 190
2022 | 7 | LS1 | DUSK TO DAWN | LED | 106W LED Roadway, DTD | 821 | 21 | 25.004
2022 | 7 | LS1 | DUSK TO DAWN | LED | 107W LED Roadway, DTD | 820 | 295 | 2436.826
2022 | 7 | LS1 | DUSK TO DAWN | LED | 152W LED, Area-Lighter, DTD-53 | 830 | 44 | 171.998
2022 | 7 | LS1 | DUSK TO DAWN | LED | 157W LED Roadway, DTD-55 | 829 | 142 | 446.779
2022 | 7 | LS1 | DUSK TO DAWN | LED | 196W LED Roadway, DTD | 822 | 19 | 33.005
2022 | 7 | LS1 | DUSK TO DAWN | LED | 211W LED Area-Lighter, DTD | 826 | 111 | 685.694
2022 | 7 | LS1 | DUSK TO DAWN | LED | 213W LED Roadway, DTD | 823 | 242 | 2136.027
2022 | 7 | LS1 | DUSK TO DAWN | LED | 238W LED, Flood, DTD-83 | 831 | 103 | 224.925
2022 | 7 | LS1 | DUSK TO DAWN | LED | 245W LED, Mongoose, DTD-86 | 833 | 13 | 59
2022 | 7 | LS1 | DUSK TO DAWN | LED | 315W LED Area-Lighter, DTD | 827 | 623 | 5792.205
2022 | 7 | LS1 | DUSK TO DAWN | LED | 328W LED, Mongoose, DTD-115 | 834 | 15 | 21.002
2022 | 7 | LS1 | DUSK TO DAWN | LED | 359W LED, Flood, DTD-126 | 832 | 407 | 1276.106
2022 | 7 | LS1 | DUSK TO DAWN | LED | 56W LED Roadway, DTD-20 | 828 | 615 | 1593.313
2022 | 7 | LS1 | DUSK TO DAWN | LED | 60W LED Classic PT, DTD-21 | 835 | 37 | 665.008
2022 | 7 | LS1 | DUSK TO DAWN | LED | 67W LED Post Top, DTD | 824 | 139 | 3255.951
2022 | 7 | LS1 | DUSK TO DAWN | LED | 99W LED Post Top, DTD | 825 | 66 | 1124.289
2022 | 7 | LS1 | DUSK TO DAWN | MH | 1000W MH Flood, DTD | 558 | 748 | 139.744
2022 | 7 | LS1 | DUSK TO DAWN | MH | 1000W MH Shoebox, DTD | 576 | 611 | 184.099
2022 | 7 | LS1 | DUSK TO DAWN | MH | 150W MH General PT, DTD | 701 | 7 | 3.001
2022 | 7 | LS1 | DUSK TO DAWN | MH | 150W MH Salem PT, DTD | 700 | 17 | 29.001
2022 | 7 | LS1 | DUSK TO DAWN | MH | 150W MH Shoebox, DTD | 702 | 3 | 0
2022 | 7 | LS1 | DUSK TO DAWN | MH | 175W MH General PT, DTD | 574 | 46 | 121.232
2022 | 7 | LS1 | DUSK TO DAWN | MH | 175W MH Salem PT, DTD | 575 | 64 | 197.225
2022 | 7 | LS1 | DUSK TO DAWN | MH | 175W MH Shoebox, DTD | 564 | 3 | 0
2022 | 7 | LS1 | DUSK TO DAWN | MH | 350W MH Cobra, DTD | 704 | 40 | 3
2022 | 7 | LS1 | DUSK TO DAWN | MH | 350W MH Flood, DTD | 705 | 42 | 9.957
2022 | 7 | LS1 | DUSK TO DAWN | MH | 350W MH Shoebox, DTD | 703 | 80 | 19.067
2022 | 7 | LS1 | DUSK TO DAWN | MH | 400W MH Cobra, DTD | 520 | 205 | 32.096
2022 | 7 | LS1 | DUSK TO DAWN | MH | 400W MH Flood, DTD | 556 | 480 | 135.653
2022 | 7 | LS1 | DUSK TO DAWN | MH | 400W MH Shoebox, DTD | 554 | 539 | 180.142
2022 | 7 | LS1 | ENERGY | METERED | Electric Rate Category Facts | FAC | 224
2022 | 7 | LS1 | ENERGY | UNMETERED | Electric Rate Category Facts | FAC | 40005
2022 | 7 | LS1 | MISC | BRACKET | PT Bracket | 569 | 43 | 261.003
2022 | 7 | LS1 | MISC | TIMER | Timer | 563 | 9 | 10.001
2022 | 7 | LS1 | POLE | OH | 30 ft Wood, OH | 425 | 33 | 29.003
2022 | 7 | LS1 | POLE | OH | 30 ft Wood, OH | 626 | 11275 | 16370.886
2022 | 7 | LS1 | POLE | OH | 35 ft Concrete, OH | 637 | 1228 | 4486.823
2022 | 7 | LS1 | POLE | OH | 35 ft Wood, OH | 627 | 6727 | 18776.403
2022 | 7 | LS1 | POLE | OH | 40/45 ft Wood, OH | 597 | 737 | 1661.509
2022 | 7 | LS1 | POLE | OH | 40/45 ft Concrete, OH | 594 | 302 | 1085.031
2022 | 7 | LS1 | POLE | UG | Existing Pole, UG | 641 | 14 | 33
2022 | 7 | LS1 | POLE | UG | 10 ft PT AL , DB UG | 422 | 27 | 86.503
2022 | 7 | LS1 | POLE | UG | 23 ft Concrete Round, DB UG | 523 | 8 | 111.997
2022 | 7 | LS1 | POLE | UG | 25/30 ft Concrete, UG | 595 | 78 | 373.323
2022 | 7 | LS1 | POLE | UG | 27 ft AL , DB UG | 616 | 18 | 722.101
2022 | 7 | LS1 | POLE | UG | 28 ft AL , DB UG | 615 | 19 | 2469.769
2022 | 7 | LS1 | POLE | UG | 30 ft AB Steel , UG | 589 | 8 | 128.903
2022 | 7 | LS1 | POLE | UG | 35 ft Concrete (150 W), DB UG | 612 | 592 | 4219.894
2022 | 7 | LS1 | POLE | UG | 35 ft Concrete (70-100W),DB UG | 607 | 1200 | 30745.431
2022 | 7 | LS1 | POLE | UG | 35 ft Concrete, DB UG | 588 | 1196 | 13704.048
2022 | 7 | LS1 | POLE | UG | 35 ft Concrete(250-400W),DB UG | 614 | 513 | 3785.667
2022 | 7 | LS1 | POLE | UG | 35ft Conc Tall Waterford,DB UG | 591 | 110 | 1383.131
2022 | 7 | LS1 | POLE | UG | 37 ft AL , DB UG | 622 | 5 | 340.003
2022 | 7 | LS1 | POLE | UG | 38 ft AL , DB UG | 623 | 8 | 133.531
2022 | 7 | LS1 | POLE | UG | 45 ft Concrete, DB UG | 596 | 186 | 1575.847
2022 | 7 | LS1 | POLE | UG | Capitol PT, 16 ft AL, DB UG | 581 | 4 | 47.001
2022 | 7 | LS1 | POLE | UG | Charlestn HD PT,16 ft AL,DB UG | 590 | 9 | 22.001
2022 | 7 | LS1 | POLE | UG | Charleston PT, 16 ft AL, DB UG | 586 | 658 | 18271.46
2022 | 7 | LS1 | POLE | UG | Charlstn Banr PT,16ft AL,DB UG | 585 | 15 | 116.998
2022 | 7 | LS1 | POLE | UG | Franklin PT, 16 ft Comp, DB UG | 525 | 132 | 3384
2022 | 7 | LS1 | POLE | UG | Heritage PT, 16 ft AL, DB UG | 580 | 17 | 141.004
2022 | 7 | LS1 | POLE | UG | PT, 16 ft AL, DB UG | 584 | 19 | 148.001
2022 | 7 | LS1 | POLE | UG | PT, 16 ft Concrete, DB UG | 599 | 2 | 48
2022 | 7 | LS1 | POLE | UG | PT, 16 ft Fiber, DB UG | 624 | 351 | 4057.1
2022 | 7 | LS1 | POLE | UG | Victorian PT,16 ft Conc, DB UG | 592 | 44 | 833.074
2022 | 7 | LS1 | POLE | UG | Waterford PT,16 ft Conc, DB UG | 583 | 40 | 523.003
2022 | 7 | LS1 | POLE | UG | Winston PT, 16 ft AL, DB UG | 593 | 536 | 5314.736
2022 | 7 | LS1 | POLE | UG | Winston PT, 16 ft Fiber, DB UG | 582 | 745 | 17040.795
2022 | 7 | LS1 | TIMED SERVICE | HPS | 100W HPS Classic PT, Timed | 530 | 1 | 0
2022 | 7 | LS1 | TIMED SERVICE | HPS | 100W HPS Cobra/Nema, Timed | 863 | 3 | 0
2022 | 7 | LS1 | TIMED SERVICE | HPS | 100W HPS Salem PT, Timed | 533 | 1 | 0
2022 | 7 | LS1 | TIMED SERVICE | HPS | 150W HPS Cobra, Timed | 864 | 5 | 3.125
2022 | 7 | LS1 | TIMED SERVICE | HPS | 250W HPS Cobra, Timed | 865 | 1 | 0
2022 | 7 | LS1 | TIMED SERVICE | HPS | 400W HPS Cobra, Timed | 866 | 5 | 0
2022 | 7 | LS1 | TIMED SERVICE | HPS | 400W HPS Flood, Timed | 484 | 1 | 0
2022 | 7 | LS1 | TIMED SERVICE | HPS | 400W HPS Mongoose, Timed | 869 | 2 | 0
2022 | 7 | LS1 | TIMED SERVICE | HPS | 70W HPS Cobra/Nema, Timed | 862 | 1 | 0
2022 | 7 | LS1 | TIMED SERVICE | L17 | 105W LED Roadway, Timed | 982 | 7 | 14.876
2022 | 7 | LS1 | TIMED SERVICE | L17 | 133W LED Roadway/Area, Timed | 903 | 1 | 1
2022 | 7 | LS1 | TIMED SERVICE | L17 | 182W LED Roadway, Timed | 983 | 46 | 37.999
2022 | 7 | LS1 | TIMED SERVICE | L17 | 199W LED Flood, Timed | 985 | 3 | 8
2022 | 7 | LS1 | TIMED SERVICE | L17 | 225W LED Mongoose, Timed | 987 | 3 | 1
2022 | 7 | LS1 | TIMED SERVICE | L17 | 255W LED Flood, Timed | 986 | 4 | 3
2022 | 7 | LS1 | TIMED SERVICE | L17 | 27W LED Roadway, Timed | 981 | 23 | 13
2022 | 7 | LS1 | TIMED SERVICE | L17 | 330W LED Area-Lighter, Timed | 984 | 7 | 46
2022 | 7 | LS1 | TIMED SERVICE | L17 | 39W LED Granville PT, Timed | 988 | 1 | 0
2022 | 7 | LS1 | TIMED SERVICE | L17 | 54W LED Salem PT, Timed | 992 | 1 | 0
2022 | 7 | LS1 | TIMED SERVICE | L17 | 76W LED Salem PT, Timed | 990 | 24 | 42
2022 | 7 | LS1 | TIMED SERVICE | LED | 106W LED Roadway, Timed | 841 | 1 | 4
2022 | 7 | LS1 | TIMED SERVICE | LED | 211W LED Area-Lighter, Timed | 846 | 1 | 13
2022 | 7 | LS1 | TIMED SERVICE | LED | 315W LED Area-Lighter, Timed | 847 | 3 | 1
2022 | 7 | LS1 | TIMED SERVICE | LED | 56W LED Roadway, Timed | 848 | 2 | 1
2022 | 7 | LS1 | TIMED SERVICE | LED | 67W LED Post Top, Timed | 844 | 1 | 4
2022 | 7 | LS1 | TIMED SERVICE | MH | 1000W MH Flood, Timed | 578 | 9 | 1
2022 | 7 | LS1 | TIMED SERVICE | MH | 1000W MH Shoebox, Timed | 577 | 7 | 2
2022 | 7 | LS1 | TIMED SERVICE | MH | 175W MH General PT, Timed | 548 | 1 | 0
2022 | 7 | LS1 | TIMED SERVICE | MH | 175W MH Salem PT, Timed | 568 | 1 | 0
2022 | 7 | LS1 | TIMED SERVICE | MH | 175W MH Shoebox, Timed | 549 | 2 | 0
2022 | 7 | LS1 | TIMED SERVICE | MH | 400W MH Cobra, Timed | 522 | 1 | 0
2022 | 7 | LS1 | TIMED SERVICE | MH | 400W MH Flood, Timed | 541 | 1 | 0
2022 | 7 | LS1 | TIMED SERVICE | MH | 400W MH Shoebox, Timed | 540 | 5 | 0
2022 | 7 | LS2 | ENERGY | UNMETERED | Electric Rate Category Facts | FAC | 13
2022 | 7 | LS2 | IPV | IPV | Electric Rate Category Facts | FAC | 13
2022 | 8 | LS1 | DUSK TO DAWN | HPS | 100W HPS Classic PT, DTD | 570 | 369 | 2113.402
2022 | 8 | LS1 | DUSK TO DAWN | HPS | 100W HPS Cobra/Nema, DTD | 803 | 15148 | 3389.358
2022 | 8 | LS1 | DUSK TO DAWN | HPS | 100W HPS Colonial PT, DTD | 572 | 127 | 895.152
2022 | 8 | LS1 | DUSK TO DAWN | HPS | 100W HPS Contemporary PT, DTD | 571 | 1 | 0
2022 | 8 | LS1 | DUSK TO DAWN | HPS | 100W HPS Salem PT, DTD | 573 | 631 | 4502.768
2022 | 8 | LS1 | DUSK TO DAWN | HPS | 100W HPS Shoebox, DTD | 550 | 93 | 55.206
2022 | 8 | LS1 | DUSK TO DAWN | HPS | 150W HPS Cobra, DTD | 804 | 4605 | 1425.517
2022 | 8 | LS1 | DUSK TO DAWN | HPS | 250W HPS Cobra, DTD | 805 | 3364 | 1323.943
2022 | 8 | LS1 | DUSK TO DAWN | HPS | 250W HPS Flood, DTD | 468 | 540 | 187.724
2022 | 8 | LS1 | DUSK TO DAWN | HPS | 250W HPS Shoebox, DTD | 566 | 99 | 87.434
2022 | 8 | LS1 | DUSK TO DAWN | HPS | 400W HPS Cobra, DTD | 806 | 3262 | 954.968
2022 | 8 | LS1 | DUSK TO DAWN | HPS | 400W HPS Flood, DTD | 478 | 856 | 355.301
2022 | 8 | LS1 | DUSK TO DAWN | HPS | 400W HPS Mongoose, DTD | 809 | 75 | 39.026
2022 | 8 | LS1 | DUSK TO DAWN | HPS | 400W HPS Shoebox, DTD | 552 | 115 | 64.171
2022 | 8 | LS1 | DUSK TO DAWN | HPS | 50W HPS Cobra, DTD | 800 | 4275 | 717.487
2022 | 8 | LS1 | DUSK TO DAWN | HPS | 50W HPS PT, DTD | 509 | 48 | 1
2022 | 8 | LS1 | DUSK TO DAWN | HPS | 70W HPS Coach PT, DTD | 810 | 319 | 1105.171
2022 | 8 | LS1 | DUSK TO DAWN | HPS | 70W HPS Cobra/Nema, DTD | 802 | 7321 | 1347.389
2022 | 8 | LS1 | DUSK TO DAWN | INC | 800W INC Ybor Archway, DTD-280 | 669 | 1 | 24
2022 | 8 | LS1 | DUSK TO DAWN | L17 | 105W LED Roadway, DTD | 926 | 4614 | 14581.736
2022 | 8 | LS1 | DUSK TO DAWN | L17 | 133W LED Roadway/Area, DTD | 932 | 355 | 2152.202
2022 | 8 | LS1 | DUSK TO DAWN | L17 | 143W LED Area-Lighter, DTD | 935 | 17 | 101.001
2022 | 8 | LS1 | DUSK TO DAWN | L17 | 145W LED Roadway, DTD | 937 | 3211 | 16972.225
2022 | 8 | LS1 | DUSK TO DAWN | L17 | 182W LED Roadway, DTD | 941 | 3424 | 14103.849
2022 | 8 | LS1 | DUSK TO DAWN | L17 | 199W LED Flood, DTD | 951 | 1454 | 2971.272
2022 | 8 | LS1 | DUSK TO DAWN | L17 | 225W LED Mongoose, DTD | 956 | 122 | 582.297
2022 | 8 | LS1 | DUSK TO DAWN | L17 | 247W LED Area-Lighter, DTD | 945 | 575 | 4145.808
2022 | 8 | LS1 | DUSK TO DAWN | L17 | 255W LED Flood, DTD | 953 | 569 | 1184.796
2022 | 8 | LS1 | DUSK TO DAWN | L17 | 26W LED Granville PT, DTD | 965 | 329 | 3254.501
2022 | 8 | LS1 | DUSK TO DAWN | L17 | 27W LED Roadway, DTD | 912 | 9675 | 14405.517
2022 | 8 | LS1 | DUSK TO DAWN | L17 | 330W LED Area-Lighter, DTD | 947 | 592 | 2283.326
2022 | 8 | LS1 | DUSK TO DAWN | L17 | 333W LED Mongoose, DTD | 958 | 18 | 46.002
2022 | 8 | LS1 | DUSK TO DAWN | L17 | 39W LED Enh Granv PT, DTD | 968 | 143 | 1538.921
2022 | 8 | LS1 | DUSK TO DAWN | L17 | 39W LED Granville PT, DTD | 967 | 429 | 6396.192
2022 | 8 | LS1 | DUSK TO DAWN | L17 | 47W LED Roadway , DTD | 914 | 14941 | 89539.582
2022 | 8 | LS1 | DUSK TO DAWN | L17 | 55W LED Salem PT, DTD | 971 | 1060 | 20371.604
2022 | 8 | LS1 | DUSK TO DAWN | L17 | 60W LED Enh Granv PT, DTD | 973 | 11 | 53.449
2022 | 8 | LS1 | DUSK TO DAWN | L17 | 60W LED Granville PT, DTD | 972 | 34 | 492.761
2022 | 8 | LS1 | DUSK TO DAWN | L17 | 76W LED Salem PT, DTD | 975 | 349 | 3843.12
2022 | 8 | LS1 | DUSK TO DAWN | L17 | 88W LED Roadway/Area, DTD | 921 | 142 | 2218.29
2022 | 8 | LS1 | DUSK TO DAWN | LED | 100W LED Classic PT, DTD-35 | 836 | 15 | 190.003
2022 | 8 | LS1 | DUSK TO DAWN | LED | 106W LED Roadway, DTD | 821 | 21 | 24.304
2022 | 8 | LS1 | DUSK TO DAWN | LED | 107W LED Roadway, DTD | 820 | 295 | 2447.247
2022 | 8 | LS1 | DUSK TO DAWN | LED | 152W LED, Area-Lighter, DTD-53 | 830 | 44 | 171.996
2022 | 8 | LS1 | DUSK TO DAWN | LED | 157W LED Roadway, DTD-55 | 829 | 143 | 447.771
2022 | 8 | LS1 | DUSK TO DAWN | LED | 196W LED Roadway, DTD | 822 | 19 | 33.001
2022 | 8 | LS1 | DUSK TO DAWN | LED | 211W LED Area-Lighter, DTD | 826 | 111 | 685.562
2022 | 8 | LS1 | DUSK TO DAWN | LED | 213W LED Roadway, DTD | 823 | 241 | 2139.595
2022 | 8 | LS1 | DUSK TO DAWN | LED | 238W LED, Flood, DTD-83 | 831 | 104 | 215.721
2022 | 8 | LS1 | DUSK TO DAWN | LED | 245W LED, Mongoose, DTD-86 | 833 | 13 | 58.999
2022 | 8 | LS1 | DUSK TO DAWN | LED | 315W LED Area-Lighter, DTD | 827 | 626 | 5749.493
2022 | 8 | LS1 | DUSK TO DAWN | LED | 328W LED, Mongoose, DTD-115 | 834 | 15 | 21.004
2022 | 8 | LS1 | DUSK TO DAWN | LED | 359W LED, Flood, DTD-126 | 832 | 410 | 1283.433
2022 | 8 | LS1 | DUSK TO DAWN | LED | 56W LED Roadway, DTD-20 | 828 | 614 | 1582.596
2022 | 8 | LS1 | DUSK TO DAWN | LED | 60W LED Classic PT, DTD-21 | 835 | 37 | 665.001
2022 | 8 | LS1 | DUSK TO DAWN | LED | 67W LED Post Top, DTD | 824 | 139 | 3253.908
2022 | 8 | LS1 | DUSK TO DAWN | LED | 99W LED Post Top, DTD | 825 | 66 | 1123.324
2022 | 8 | LS1 | DUSK TO DAWN | MH | 1000W MH Flood, DTD | 558 | 749 | 126.803
2022 | 8 | LS1 | DUSK TO DAWN | MH | 1000W MH Shoebox, DTD | 576 | 613 | 163.631
2022 | 8 | LS1 | DUSK TO DAWN | MH | 150W MH General PT, DTD | 701 | 7 | 3.001
2022 | 8 | LS1 | DUSK TO DAWN | MH | 150W MH Salem PT, DTD | 700 | 17 | 26.103
2022 | 8 | LS1 | DUSK TO DAWN | MH | 150W MH Shoebox, DTD | 702 | 3 | 0
2022 | 8 | LS1 | DUSK TO DAWN | MH | 175W MH General PT, DTD | 574 | 46 | 117.04
2022 | 8 | LS1 | DUSK TO DAWN | MH | 175W MH Salem PT, DTD | 575 | 65 | 188.308
2022 | 8 | LS1 | DUSK TO DAWN | MH | 175W MH Shoebox, DTD | 564 | 3 | 0
2022 | 8 | LS1 | DUSK TO DAWN | MH | 350W MH Cobra, DTD | 704 | 40 | 2
2022 | 8 | LS1 | DUSK TO DAWN | MH | 350W MH Flood, DTD | 705 | 42 | 8.724
2022 | 8 | LS1 | DUSK TO DAWN | MH | 350W MH Shoebox, DTD | 703 | 81 | 20.373
2022 | 8 | LS1 | DUSK TO DAWN | MH | 400W MH Cobra, DTD | 520 | 205 | 29.478
2022 | 8 | LS1 | DUSK TO DAWN | MH | 400W MH Flood, DTD | 556 | 479 | 126.448
2022 | 8 | LS1 | DUSK TO DAWN | MH | 400W MH Shoebox, DTD | 554 | 540 | 161.061
2022 | 8 | LS1 | ENERGY | METERED | Electric Rate Category Facts | FAC | 221
2022 | 8 | LS1 | ENERGY | UNMETERED | Electric Rate Category Facts | FAC | 39973
2022 | 8 | LS1 | MISC | BRACKET | PT Bracket | 569 | 43 | 267.69
2022 | 8 | LS1 | MISC | TIMER | Timer | 563 | 9 | 10
2022 | 8 | LS1 | POLE | OH | 30 ft Wood, OH | 425 | 33 | 28.001
2022 | 8 | LS1 | POLE | OH | 30 ft Wood, OH | 626 | 11264 | 16329.283
2022 | 8 | LS1 | POLE | OH | 35 ft Concrete, OH | 637 | 1229 | 4483.13
2022 | 8 | LS1 | POLE | OH | 35 ft Wood, OH | 627 | 6731 | 18771.879
2022 | 8 | LS1 | POLE | OH | 40/45 ft Wood, OH | 597 | 738 | 1658.46
2022 | 8 | LS1 | POLE | OH | 40/45 ft Concrete, OH | 594 | 303 | 1088.755
2022 | 8 | LS1 | POLE | UG | Existing Pole, UG | 641 | 14 | 33.001
2022 | 8 | LS1 | POLE | UG | 10 ft PT AL , DB UG | 422 | 27 | 86
2022 | 8 | LS1 | POLE | UG | 23 ft Concrete Round, DB UG | 523 | 8 | 111.242
2022 | 8 | LS1 | POLE | UG | 25/30 ft Concrete, UG | 595 | 78 | 371
2022 | 8 | LS1 | POLE | UG | 27 ft AL , DB UG | 616 | 18 | 716.967
2022 | 8 | LS1 | POLE | UG | 28 ft AL , DB UG | 615 | 19 | 2468.001
2022 | 8 | LS1 | POLE | UG | 30 ft AB Steel , UG | 589 | 8 | 128.002
2022 | 8 | LS1 | POLE | UG | 35 ft Concrete (150 W), DB UG | 612 | 592 | 4237.589
2022 | 8 | LS1 | POLE | UG | 35 ft Concrete (70-100W),DB UG | 607 | 1199 | 30680.441
2022 | 8 | LS1 | POLE | UG | 35 ft Concrete, DB UG | 588 | 1202 | 13751.983
2022 | 8 | LS1 | POLE | UG | 35 ft Concrete(250-400W),DB UG | 614 | 513 | 3795.977
2022 | 8 | LS1 | POLE | UG | 35ft Conc Tall Waterford,DB UG | 591 | 110 | 1395.037
2022 | 8 | LS1 | POLE | UG | 37 ft AL , DB UG | 622 | 5 | 340.001
2022 | 8 | LS1 | POLE | UG | 38 ft AL , DB UG | 623 | 8 | 147.071
2022 | 8 | LS1 | POLE | UG | 45 ft Concrete, DB UG | 596 | 186 | 1568.922
2022 | 8 | LS1 | POLE | UG | Capitol PT, 16 ft AL, DB UG | 581 | 4 | 47
2022 | 8 | LS1 | POLE | UG | Charlestn HD PT,16 ft AL,DB UG | 590 | 9 | 22
2022 | 8 | LS1 | POLE | UG | Charleston PT, 16 ft AL, DB UG | 586 | 660 | 18285.244
2022 | 8 | LS1 | POLE | UG | Charlstn Banr PT,16ft AL,DB UG | 585 | 15 | 116.996
2022 | 8 | LS1 | POLE | UG | Franklin PT, 16 ft Comp, DB UG | 525 | 132 | 3388.821
2022 | 8 | LS1 | POLE | UG | Heritage PT, 16 ft AL, DB UG | 580 | 17 | 141.001
2022 | 8 | LS1 | POLE | UG | PT, 16 ft AL, DB UG | 584 | 19 | 148.001
2022 | 8 | LS1 | POLE | UG | PT, 16 ft Concrete, DB UG | 599 | 2 | 48
2022 | 8 | LS1 | POLE | UG | PT, 16 ft Fiber, DB UG | 624 | 352 | 4049.355
2022 | 8 | LS1 | POLE | UG | Victorian PT,16 ft Conc, DB UG | 592 | 44 | 828.002
2022 | 8 | LS1 | POLE | UG | Waterford PT,16 ft Conc, DB UG | 583 | 40 | 522.999
2022 | 8 | LS1 | POLE | UG | Winston PT, 16 ft AL, DB UG | 593 | 542 | 5416.187
2022 | 8 | LS1 | POLE | UG | Winston PT, 16 ft Fiber, DB UG | 582 | 748 | 17019.756
2022 | 8 | LS1 | TIMED SERVICE | HPS | 100W HPS Classic PT, Timed | 530 | 1 | 0
2022 | 8 | LS1 | TIMED SERVICE | HPS | 100W HPS Cobra/Nema, Timed | 863 | 3 | 0
2022 | 8 | LS1 | TIMED SERVICE | HPS | 100W HPS Salem PT, Timed | 533 | 1 | 0
2022 | 8 | LS1 | TIMED SERVICE | HPS | 150W HPS Cobra, Timed | 864 | 5 | 1
2022 | 8 | LS1 | TIMED SERVICE | HPS | 250W HPS Cobra, Timed | 865 | 1 | 0
2022 | 8 | LS1 | TIMED SERVICE | HPS | 400W HPS Cobra, Timed | 866 | 5 | 0
2022 | 8 | LS1 | TIMED SERVICE | HPS | 400W HPS Flood, Timed | 484 | 1 | 0
2022 | 8 | LS1 | TIMED SERVICE | HPS | 400W HPS Mongoose, Timed | 869 | 2 | 0
2022 | 8 | LS1 | TIMED SERVICE | HPS | 70W HPS Cobra/Nema, Timed | 862 | 1 | 0
2022 | 8 | LS1 | TIMED SERVICE | L17 | 105W LED Roadway, Timed | 982 | 7 | 16.997
2022 | 8 | LS1 | TIMED SERVICE | L17 | 133W LED Roadway/Area, Timed | 903 | 1 | 1
2022 | 8 | LS1 | TIMED SERVICE | L17 | 182W LED Roadway, Timed | 983 | 46 | 37.993
2022 | 8 | LS1 | TIMED SERVICE | L17 | 199W LED Flood, Timed | 985 | 3 | 8
2022 | 8 | LS1 | TIMED SERVICE | L17 | 225W LED Mongoose, Timed | 987 | 3 | 1
2022 | 8 | LS1 | TIMED SERVICE | L17 | 255W LED Flood, Timed | 986 | 4 | 3
2022 | 8 | LS1 | TIMED SERVICE | L17 | 27W LED Roadway, Timed | 981 | 23 | 13.002
2022 | 8 | LS1 | TIMED SERVICE | L17 | 330W LED Area-Lighter, Timed | 984 | 7 | 46
2022 | 8 | LS1 | TIMED SERVICE | L17 | 39W LED Granville PT, Timed | 988 | 1 | 0
2022 | 8 | LS1 | TIMED SERVICE | L17 | 54W LED Salem PT, Timed | 992 | 1 | 0
2022 | 8 | LS1 | TIMED SERVICE | L17 | 76W LED Salem PT, Timed | 990 | 24 | 42.002
2022 | 8 | LS1 | TIMED SERVICE | LED | 106W LED Roadway, Timed | 841 | 1 | 4
2022 | 8 | LS1 | TIMED SERVICE | LED | 211W LED Area-Lighter, Timed | 846 | 1 | 13
2022 | 8 | LS1 | TIMED SERVICE | LED | 315W LED Area-Lighter, Timed | 847 | 3 | 1
2022 | 8 | LS1 | TIMED SERVICE | LED | 56W LED Roadway, Timed | 848 | 2 | 1
2022 | 8 | LS1 | TIMED SERVICE | LED | 67W LED Post Top, Timed | 844 | 1 | 4
2022 | 8 | LS1 | TIMED SERVICE | MH | 1000W MH Flood, Timed | 578 | 9 | 1
2022 | 8 | LS1 | TIMED SERVICE | MH | 1000W MH Shoebox, Timed | 577 | 7 | 2
2022 | 8 | LS1 | TIMED SERVICE | MH | 175W MH General PT, Timed | 548 | 1 | 0
2022 | 8 | LS1 | TIMED SERVICE | MH | 175W MH Salem PT, Timed | 568 | 1 | 0
2022 | 8 | LS1 | TIMED SERVICE | MH | 175W MH Shoebox, Timed | 549 | 2 | 0
2022 | 8 | LS1 | TIMED SERVICE | MH | 400W MH Cobra, Timed | 522 | 1 | 0
2022 | 8 | LS1 | TIMED SERVICE | MH | 400W MH Flood, Timed | 541 | 1 | 0
2022 | 8 | LS1 | TIMED SERVICE | MH | 400W MH Shoebox, Timed | 540 | 5 | 0
2022 | 8 | LS2 | ENERGY | UNMETERED | Electric Rate Category Facts | FAC | 14
2022 | 8 | LS2 | IPV | IPV | Electric Rate Category Facts | FAC | 14
2022 | 9 | LS1 | DUSK TO DAWN | HPS | 100W HPS Classic PT, DTD | 570 | 369 | 2081.596
2022 | 9 | LS1 | DUSK TO DAWN | HPS | 100W HPS Cobra/Nema, DTD | 803 | 15114 | 3098.375
2022 | 9 | LS1 | DUSK TO DAWN | HPS | 100W HPS Colonial PT, DTD | 572 | 128 | 873.008
2022 | 9 | LS1 | DUSK TO DAWN | HPS | 100W HPS Contemporary PT, DTD | 571 | 1 | 0
2022 | 9 | LS1 | DUSK TO DAWN | HPS | 100W HPS Salem PT, DTD | 573 | 631 | 4439.4
2022 | 9 | LS1 | DUSK TO DAWN | HPS | 100W HPS Shoebox, DTD | 550 | 93 | 32.493
2022 | 9 | LS1 | DUSK TO DAWN | HPS | 150W HPS Cobra, DTD | 804 | 4598 | 1311.655
2022 | 9 | LS1 | DUSK TO DAWN | HPS | 250W HPS Cobra, DTD | 805 | 3359 | 1249.117
2022 | 9 | LS1 | DUSK TO DAWN | HPS | 250W HPS Flood, DTD | 468 | 542 | 150.356
2022 | 9 | LS1 | DUSK TO DAWN | HPS | 250W HPS Shoebox, DTD | 566 | 99 | 65.878
2022 | 9 | LS1 | DUSK TO DAWN | HPS | 400W HPS Cobra, DTD | 806 | 3259 | 897.783
2022 | 9 | LS1 | DUSK TO DAWN | HPS | 400W HPS Flood, DTD | 478 | 858 | 329.351
2022 | 9 | LS1 | DUSK TO DAWN | HPS | 400W HPS Mongoose, DTD | 809 | 75 | 35.976
2022 | 9 | LS1 | DUSK TO DAWN | HPS | 400W HPS Shoebox, DTD | 552 | 115 | 54.745
2022 | 9 | LS1 | DUSK TO DAWN | HPS | 50W HPS Cobra, DTD | 800 | 4264 | 680.555
2022 | 9 | LS1 | DUSK TO DAWN | HPS | 50W HPS PT, DTD | 509 | 48 | 1
2022 | 9 | LS1 | DUSK TO DAWN | HPS | 70W HPS Coach PT, DTD | 810 | 319 | 921.658
2022 | 9 | LS1 | DUSK TO DAWN | HPS | 70W HPS Cobra/Nema, DTD | 802 | 7304 | 1269.729
2022 | 9 | LS1 | DUSK TO DAWN | INC | 800W INC Ybor Archway, DTD-280 | 669 | 1 | 24
2022 | 9 | LS1 | DUSK TO DAWN | L17 | 105W LED Roadway, DTD | 926 | 4671 | 14717.157
2022 | 9 | LS1 | DUSK TO DAWN | L17 | 133W LED Roadway/Area, DTD | 932 | 357 | 2121.254
2022 | 9 | LS1 | DUSK TO DAWN | L17 | 143W LED Area-Lighter, DTD | 935 | 17 | 101
2022 | 9 | LS1 | DUSK TO DAWN | L17 | 145W LED Roadway, DTD | 937 | 3236 | 17061.621
2022 | 9 | LS1 | DUSK TO DAWN | L17 | 182W LED Roadway, DTD | 941 | 3450 | 14181.533
2022 | 9 | LS1 | DUSK TO DAWN | L17 | 199W LED Flood, DTD | 951 | 1480 | 3094.867
2022 | 9 | LS1 | DUSK TO DAWN | L17 | 225W LED Mongoose, DTD | 956 | 124 | 601.04
2022 | 9 | LS1 | DUSK TO DAWN | L17 | 247W LED Area-Lighter, DTD | 945 | 577 | 4158.243
2022 | 9 | LS1 | DUSK TO DAWN | L17 | 255W LED Flood, DTD | 953 | 577 | 1200.954
2022 | 9 | LS1 | DUSK TO DAWN | L17 | 26W LED Granville PT, DTD | 965 | 345 | 3547.115
2022 | 9 | LS1 | DUSK TO DAWN | L17 | 27W LED Roadway, DTD | 912 | 9724 | 14472.382
2022 | 9 | LS1 | DUSK TO DAWN | L17 | 330W LED Area-Lighter, DTD | 947 | 600 | 2315.623
2022 | 9 | LS1 | DUSK TO DAWN | L17 | 333W LED Mongoose, DTD | 958 | 19 | 46.002
2022 | 9 | LS1 | DUSK TO DAWN | L17 | 39W LED Enh Granv PT, DTD | 968 | 146 | 1548.333
2022 | 9 | LS1 | DUSK TO DAWN | L17 | 39W LED Granville PT, DTD | 967 | 429 | 6426.148
2022 | 9 | LS1 | DUSK TO DAWN | L17 | 47W LED Roadway , DTD | 914 | 15045 | 89834.951
2022 | 9 | LS1 | DUSK TO DAWN | L17 | 55W LED Salem PT, DTD | 971 | 1064 | 20637.983
2022 | 9 | LS1 | DUSK TO DAWN | L17 | 60W LED Enh Granv PT, DTD | 973 | 12 | 57.092
2022 | 9 | LS1 | DUSK TO DAWN | L17 | 60W LED Granville PT, DTD | 972 | 34 | 533.647
2022 | 9 | LS1 | DUSK TO DAWN | L17 | 76W LED Salem PT, DTD | 975 | 350 | 3860.87
2022 | 9 | LS1 | DUSK TO DAWN | L17 | 88W LED Roadway/Area, DTD | 921 | 142 | 2241.474
2022 | 9 | LS1 | DUSK TO DAWN | LED | 100W LED Classic PT, DTD-35 | 836 | 15 | 190
2022 | 9 | LS1 | DUSK TO DAWN | LED | 106W LED Roadway, DTD | 821 | 21 | 24.003
2022 | 9 | LS1 | DUSK TO DAWN | LED | 107W LED Roadway, DTD | 820 | 296 | 2423.211
2022 | 9 | LS1 | DUSK TO DAWN | LED | 152W LED, Area-Lighter, DTD-53 | 830 | 44 | 171.995
2022 | 9 | LS1 | DUSK TO DAWN | LED | 157W LED Roadway, DTD-55 | 829 | 146 | 449.577
2022 | 9 | LS1 | DUSK TO DAWN | LED | 196W LED Roadway, DTD | 822 | 19 | 33.009
2022 | 9 | LS1 | DUSK TO DAWN | LED | 211W LED Area-Lighter, DTD | 826 | 118 | 690.26
2022 | 9 | LS1 | DUSK TO DAWN | LED | 213W LED Roadway, DTD | 823 | 242 | 2132.863
2022 | 9 | LS1 | DUSK TO DAWN | LED | 238W LED, Flood, DTD-83 | 831 | 105 | 219.963
2022 | 9 | LS1 | DUSK TO DAWN | LED | 245W LED, Mongoose, DTD-86 | 833 | 13 | 58.005
2022 | 9 | LS1 | DUSK TO DAWN | LED | 315W LED Area-Lighter, DTD | 827 | 629 | 5733.747
2022 | 9 | LS1 | DUSK TO DAWN | LED | 328W LED, Mongoose, DTD-115 | 834 | 15 | 21.002
2022 | 9 | LS1 | DUSK TO DAWN | LED | 359W LED, Flood, DTD-126 | 832 | 418 | 1288.292
2022 | 9 | LS1 | DUSK TO DAWN | LED | 56W LED Roadway, DTD-20 | 828 | 612 | 1574.503
2022 | 9 | LS1 | DUSK TO DAWN | LED | 60W LED Classic PT, DTD-21 | 835 | 37 | 665.009
2022 | 9 | LS1 | DUSK TO DAWN | LED | 67W LED Post Top, DTD | 824 | 139 | 3253.006
2022 | 9 | LS1 | DUSK TO DAWN | LED | 99W LED Post Top, DTD | 825 | 66 | 1123.881
2022 | 9 | LS1 | DUSK TO DAWN | MH | 1000W MH Flood, DTD | 558 | 750 | 114.29
2022 | 9 | LS1 | DUSK TO DAWN | MH | 1000W MH Shoebox, DTD | 576 | 614 | 156.592
2022 | 9 | LS1 | DUSK TO DAWN | MH | 150W MH General PT, DTD | 701 | 7 | 1.363
2022 | 9 | LS1 | DUSK TO DAWN | MH | 150W MH Salem PT, DTD | 700 | 17 | 24.301
2022 | 9 | LS1 | DUSK TO DAWN | MH | 150W MH Shoebox, DTD | 702 | 3 | 0
2022 | 9 | LS1 | DUSK TO DAWN | MH | 175W MH General PT, DTD | 574 | 46 | 98.235
2022 | 9 | LS1 | DUSK TO DAWN | MH | 175W MH Salem PT, DTD | 575 | 65 | 180.725
2022 | 9 | LS1 | DUSK TO DAWN | MH | 175W MH Shoebox, DTD | 564 | 3 | 0
2022 | 9 | LS1 | DUSK TO DAWN | MH | 350W MH Cobra, DTD | 704 | 40 | 1.999
2022 | 9 | LS1 | DUSK TO DAWN | MH | 350W MH Flood, DTD | 705 | 42 | 9
2022 | 9 | LS1 | DUSK TO DAWN | MH | 350W MH Shoebox, DTD | 703 | 82 | 20.61
2022 | 9 | LS1 | DUSK TO DAWN | MH | 400W MH Cobra, DTD | 520 | 208 | 28.907
2022 | 9 | LS1 | DUSK TO DAWN | MH | 400W MH Flood, DTD | 556 | 480 | 119.436
2022 | 9 | LS1 | DUSK TO DAWN | MH | 400W MH Shoebox, DTD | 554 | 538 | 119.8
2022 | 9 | LS1 | ENERGY | METERED | Electric Rate Category Facts | FAC | 215
2022 | 9 | LS1 | ENERGY | UNMETERED | Electric Rate Category Facts | FAC | 39916
2022 | 9 | LS1 | MISC | BRACKET | PT Bracket | 569 | 43 | 279.016
2022 | 9 | LS1 | MISC | TIMER | Timer | 563 | 9 | 10
2022 | 9 | LS1 | POLE | OH | 30 ft Wood, OH | 425 | 33 | 28
2022 | 9 | LS1 | POLE | OH | 30 ft Wood, OH | 626 | 11235 | 16252.08
2022 | 9 | LS1 | POLE | OH | 35 ft Concrete, OH | 637 | 1231 | 4555.941
2022 | 9 | LS1 | POLE | OH | 35 ft Wood, OH | 627 | 6724 | 18762.528
2022 | 9 | LS1 | POLE | OH | 40/45 ft Wood, OH | 597 | 741 | 1654.976
2022 | 9 | LS1 | POLE | OH | 40/45 ft Concrete, OH | 594 | 303 | 1109.077
2022 | 9 | LS1 | POLE | UG | Existing Pole, UG | 641 | 14 | 32.993
2022 | 9 | LS1 | POLE | UG | 10 ft PT AL , DB UG | 422 | 27 | 86
2022 | 9 | LS1 | POLE | UG | 23 ft Concrete Round, DB UG | 523 | 8 | 111.009
2022 | 9 | LS1 | POLE | UG | 25/30 ft Concrete, UG | 595 | 78 | 378.011
2022 | 9 | LS1 | POLE | UG | 27 ft AL , DB UG | 616 | 18 | 716.369
2022 | 9 | LS1 | POLE | UG | 28 ft AL , DB UG | 615 | 19 | 2467.635
2022 | 9 | LS1 | POLE | UG | 30 ft AB Steel , UG | 589 | 8 | 127.64
2022 | 9 | LS1 | POLE | UG | 35 ft Concrete (150 W), DB UG | 612 | 592 | 4234.479
2022 | 9 | LS1 | POLE | UG | 35 ft Concrete (70-100W),DB UG | 607 | 1200 | 30706.629
2022 | 9 | LS1 | POLE | UG | 35 ft Concrete, DB UG | 588 | 1206 | 13714.711
2022 | 9 | LS1 | POLE | UG | 35 ft Concrete(250-400W),DB UG | 614 | 513 | 3771.584
2022 | 9 | LS1 | POLE | UG | 35ft Conc Tall Waterford,DB UG | 591 | 110 | 1397.6
2022 | 9 | LS1 | POLE | UG | 37 ft AL , DB UG | 622 | 5 | 340.005
2022 | 9 | LS1 | POLE | UG | 38 ft AL , DB UG | 623 | 8 | 153.362
2022 | 9 | LS1 | POLE | UG | 45 ft Concrete, DB UG | 596 | 185 | 1568.016
2022 | 9 | LS1 | POLE | UG | Capitol PT, 16 ft AL, DB UG | 581 | 4 | 47
2022 | 9 | LS1 | POLE | UG | Charlestn HD PT,16 ft AL,DB UG | 590 | 9 | 22
2022 | 9 | LS1 | POLE | UG | Charleston PT, 16 ft AL, DB UG | 586 | 662 | 18366.023
2022 | 9 | LS1 | POLE | UG | Charlstn Banr PT,16ft AL,DB UG | 585 | 15 | 117.006
2022 | 9 | LS1 | POLE | UG | Franklin PT, 16 ft Comp, DB UG | 525 | 132 | 3439.391
2022 | 9 | LS1 | POLE | UG | Heritage PT, 16 ft AL, DB UG | 580 | 17 | 140.233
2022 | 9 | LS1 | POLE | UG | PT, 16 ft AL, DB UG | 584 | 19 | 148
2022 | 9 | LS1 | POLE | UG | PT, 16 ft Concrete, DB UG | 599 | 2 | 48
2022 | 9 | LS1 | POLE | UG | PT, 16 ft Fiber, DB UG | 624 | 352 | 4027.055
2022 | 9 | LS1 | POLE | UG | Victorian PT,16 ft Conc, DB UG | 592 | 43 | 826.004
2022 | 9 | LS1 | POLE | UG | Waterford PT,16 ft Conc, DB UG | 583 | 40 | 523.006
2022 | 9 | LS1 | POLE | UG | Winston PT, 16 ft AL, DB UG | 593 | 552 | 5631.249
2022 | 9 | LS1 | POLE | UG | Winston PT, 16 ft Fiber, DB UG | 582 | 754 | 17023.549
2022 | 9 | LS1 | TIMED SERVICE | HPS | 100W HPS Classic PT, Timed | 530 | 1 | 0
2022 | 9 | LS1 | TIMED SERVICE | HPS | 100W HPS Cobra/Nema, Timed | 863 | 3 | 0
2022 | 9 | LS1 | TIMED SERVICE | HPS | 100W HPS Salem PT, Timed | 533 | 1 | 0
2022 | 9 | LS1 | TIMED SERVICE | HPS | 150W HPS Cobra, Timed | 864 | 5 | 1
2022 | 9 | LS1 | TIMED SERVICE | HPS | 250W HPS Cobra, Timed | 865 | 1 | 0
2022 | 9 | LS1 | TIMED SERVICE | HPS | 400W HPS Cobra, Timed | 866 | 5 | 0
2022 | 9 | LS1 | TIMED SERVICE | HPS | 400W HPS Flood, Timed | 484 | 1 | 0
2022 | 9 | LS1 | TIMED SERVICE | HPS | 400W HPS Mongoose, Timed | 869 | 2 | 0
2022 | 9 | LS1 | TIMED SERVICE | HPS | 70W HPS Cobra/Nema, Timed | 862 | 1 | 0
2022 | 9 | LS1 | TIMED SERVICE | L17 | 105W LED Roadway, Timed | 982 | 8 | 19.001
2022 | 9 | LS1 | TIMED SERVICE | L17 | 133W LED Roadway/Area, Timed | 903 | 1 | 1
2022 | 9 | LS1 | TIMED SERVICE | L17 | 182W LED Roadway, Timed | 983 | 46 | 37.33
2022 | 9 | LS1 | TIMED SERVICE | L17 | 199W LED Flood, Timed | 985 | 3 | 8
2022 | 9 | LS1 | TIMED SERVICE | L17 | 225W LED Mongoose, Timed | 987 | 3 | 1
2022 | 9 | LS1 | TIMED SERVICE | L17 | 255W LED Flood, Timed | 986 | 4 | 3
2022 | 9 | LS1 | TIMED SERVICE | L17 | 27W LED Roadway, Timed | 981 | 23 | 13.003
2022 | 9 | LS1 | TIMED SERVICE | L17 | 330W LED Area-Lighter, Timed | 984 | 7 | 46
2022 | 9 | LS1 | TIMED SERVICE | L17 | 39W LED Granville PT, Timed | 988 | 1 | 0
2022 | 9 | LS1 | TIMED SERVICE | L17 | 54W LED Salem PT, Timed | 992 | 2 | 0.151
2022 | 9 | LS1 | TIMED SERVICE | L17 | 76W LED Salem PT, Timed | 990 | 25 | 42.293
2022 | 9 | LS1 | TIMED SERVICE | LED | 106W LED Roadway, Timed | 841 | 1 | 4
2022 | 9 | LS1 | TIMED SERVICE | LED | 211W LED Area-Lighter, Timed | 846 | 1 | 13
2022 | 9 | LS1 | TIMED SERVICE | LED | 315W LED Area-Lighter, Timed | 847 | 3 | 1
2022 | 9 | LS1 | TIMED SERVICE | LED | 56W LED Roadway, Timed | 848 | 2 | 1
2022 | 9 | LS1 | TIMED SERVICE | LED | 67W LED Post Top, Timed | 844 | 1 | 4
2022 | 9 | LS1 | TIMED SERVICE | MH | 1000W MH Flood, Timed | 578 | 9 | -12
2022 | 9 | LS1 | TIMED SERVICE | MH | 1000W MH Shoebox, Timed | 577 | 7 | 2
2022 | 9 | LS1 | TIMED SERVICE | MH | 175W MH General PT, Timed | 548 | 1 | 0
2022 | 9 | LS1 | TIMED SERVICE | MH | 175W MH Salem PT, Timed | 568 | 1 | 0
2022 | 9 | LS1 | TIMED SERVICE | MH | 175W MH Shoebox, Timed | 549 | 2 | 0
2022 | 9 | LS1 | TIMED SERVICE | MH | 400W MH Cobra, Timed | 522 | 1 | 0
2022 | 9 | LS1 | TIMED SERVICE | MH | 400W MH Flood, Timed | 541 | 1 | 0
2022 | 9 | LS1 | TIMED SERVICE | MH | 400W MH Shoebox, Timed | 540 | 4 | 0
2022 | 9 | LS2 | ENERGY | UNMETERED | Electric Rate Category Facts | FAC | 15
2022 | 9 | LS2 | IPV | IPV | Electric Rate Category Facts | FAC | 15
2022 | 10 | LS1 | DUSK TO DAWN | HPS | 100W HPS Classic PT, DTD | 570 | 369 | 2060.117
2022 | 10 | LS1 | DUSK TO DAWN | HPS | 100W HPS Cobra/Nema, DTD | 803 | 15105 | 2716.891
2022 | 10 | LS1 | DUSK TO DAWN | HPS | 100W HPS Colonial PT, DTD | 572 | 128 | 850.444
2022 | 10 | LS1 | DUSK TO DAWN | HPS | 100W HPS Contemporary PT, DTD | 571 | 1 | 0
2022 | 10 | LS1 | DUSK TO DAWN | HPS | 100W HPS Salem PT, DTD | 573 | 631 | 4409.844
2022 | 10 | LS1 | DUSK TO DAWN | HPS | 100W HPS Shoebox, DTD | 550 | 93 | 22.967
2022 | 10 | LS1 | DUSK TO DAWN | HPS | 150W HPS Cobra, DTD | 804 | 4591 | 1054.438
2022 | 10 | LS1 | DUSK TO DAWN | HPS | 250W HPS Cobra, DTD | 805 | 3360 | 1118.317
2022 | 10 | LS1 | DUSK TO DAWN | HPS | 250W HPS Flood, DTD | 468 | 541 | 137.079
2022 | 10 | LS1 | DUSK TO DAWN | HPS | 250W HPS Shoebox, DTD | 566 | 99 | 36.361
2022 | 10 | LS1 | DUSK TO DAWN | HPS | 400W HPS Cobra, DTD | 806 | 3261 | 791.179
2022 | 10 | LS1 | DUSK TO DAWN | HPS | 400W HPS Flood, DTD | 478 | 855 | 299.973
2022 | 10 | LS1 | DUSK TO DAWN | HPS | 400W HPS Mongoose, DTD | 809 | 75 | 39.517
2022 | 10 | LS1 | DUSK TO DAWN | HPS | 400W HPS Shoebox, DTD | 552 | 117 | 45.735
2022 | 10 | LS1 | DUSK TO DAWN | HPS | 50W HPS Cobra, DTD | 800 | 4255 | 615.191
2022 | 10 | LS1 | DUSK TO DAWN | HPS | 50W HPS PT, DTD | 509 | 48 | 1
2022 | 10 | LS1 | DUSK TO DAWN | HPS | 70W HPS Coach PT, DTD | 810 | 319 | 245.854
2022 | 10 | LS1 | DUSK TO DAWN | HPS | 70W HPS Cobra/Nema, DTD | 802 | 7298 | 1084.046
2022 | 10 | LS1 | DUSK TO DAWN | INC | 800W INC Ybor Archway, DTD-280 | 669 | 1 | 24
2022 | 10 | LS1 | DUSK TO DAWN | L17 | 105W LED Roadway, DTD | 926 | 4766 | 14927.624
2022 | 10 | LS1 | DUSK TO DAWN | L17 | 133W LED Roadway/Area, DTD | 932 | 366 | 2157.93
2022 | 10 | LS1 | DUSK TO DAWN | L17 | 143W LED Area-Lighter, DTD | 935 | 18 | 102.7
2022 | 10 | LS1 | DUSK TO DAWN | L17 | 145W LED Roadway, DTD | 937 | 3255 | 17164.15
2022 | 10 | LS1 | DUSK TO DAWN | L17 | 182W LED Roadway, DTD | 941 | 3466 | 14263.8
2022 | 10 | LS1 | DUSK TO DAWN | L17 | 199W LED Flood, DTD | 951 | 1485 | 3106.617
2022 | 10 | LS1 | DUSK TO DAWN | L17 | 225W LED Mongoose, DTD | 956 | 125 | 600.486
2022 | 10 | LS1 | DUSK TO DAWN | L17 | 247W LED Area-Lighter, DTD | 945 | 579 | 4166.593
2022 | 10 | LS1 | DUSK TO DAWN | L17 | 255W LED Flood, DTD | 953 | 585 | 1226.222
2022 | 10 | LS1 | DUSK TO DAWN | L17 | 26W LED Granville PT, DTD | 965 | 355 | 4135.408
2022 | 10 | LS1 | DUSK TO DAWN | L17 | 27W LED Roadway, DTD | 912 | 9913 | 14700.171
2022 | 10 | LS1 | DUSK TO DAWN | L17 | 330W LED Area-Lighter, DTD | 947 | 607 | 2371.525
2022 | 10 | LS1 | DUSK TO DAWN | L17 | 333W LED Mongoose, DTD | 958 | 20 | 49.507
2022 | 10 | LS1 | DUSK TO DAWN | L17 | 39W LED Enh Granv PT, DTD | 968 | 147 | 1567.53
2022 | 10 | LS1 | DUSK TO DAWN | L17 | 39W LED Granville PT, DTD | 967 | 432 | 6445.468
2022 | 10 | LS1 | DUSK TO DAWN | L17 | 47W LED Roadway , DTD | 914 | 15177 | 90051.647
2022 | 10 | LS1 | DUSK TO DAWN | L17 | 55W LED Salem PT, DTD | 971 | 1069 | 20648.148
2022 | 10 | LS1 | DUSK TO DAWN | L17 | 60W LED Enh Granv PT, DTD | 973 | 12 | 59.002
2022 | 10 | LS1 | DUSK TO DAWN | L17 | 60W LED Granville PT, DTD | 972 | 34 | 535.007
2022 | 10 | LS1 | DUSK TO DAWN | L17 | 76W LED Salem PT, DTD | 975 | 351 | 3889.539
2022 | 10 | LS1 | DUSK TO DAWN | L17 | 88W LED Roadway/Area, DTD | 921 | 142 | 2250.963
2022 | 10 | LS1 | DUSK TO DAWN | LED | 100W LED Classic PT, DTD-35 | 836 | 15 | 190.003
2022 | 10 | LS1 | DUSK TO DAWN | LED | 106W LED Roadway, DTD | 821 | 21 | 23.992
2022 | 10 | LS1 | DUSK TO DAWN | LED | 107W LED Roadway, DTD | 820 | 298 | 2390.638
2022 | 10 | LS1 | DUSK TO DAWN | LED | 152W LED, Area-Lighter, DTD-53 | 830 | 44 | 171.99
2022 | 10 | LS1 | DUSK TO DAWN | LED | 157W LED Roadway, DTD-55 | 829 | 146 | 445.513
2022 | 10 | LS1 | DUSK TO DAWN | LED | 196W LED Roadway, DTD | 822 | 19 | 33.001
2022 | 10 | LS1 | DUSK TO DAWN | LED | 211W LED Area-Lighter, DTD | 826 | 121 | 703.834
2022 | 10 | LS1 | DUSK TO DAWN | LED | 213W LED Roadway, DTD | 823 | 243 | 2125.138
2022 | 10 | LS1 | DUSK TO DAWN | LED | 238W LED, Flood, DTD-83 | 831 | 105 | 218.956
2022 | 10 | LS1 | DUSK TO DAWN | LED | 245W LED, Mongoose, DTD-86 | 833 | 13 | 57.998
2022 | 10 | LS1 | DUSK TO DAWN | LED | 315W LED Area-Lighter, DTD | 827 | 630 | 5732.167
2022 | 10 | LS1 | DUSK TO DAWN | LED | 328W LED, Mongoose, DTD-115 | 834 | 15 | 19.334
2022 | 10 | LS1 | DUSK TO DAWN | LED | 359W LED, Flood, DTD-126 | 832 | 421 | 1296.424
2022 | 10 | LS1 | DUSK TO DAWN | LED | 56W LED Roadway, DTD-20 | 828 | 610 | 1528.76
2022 | 10 | LS1 | DUSK TO DAWN | LED | 60W LED Classic PT, DTD-21 | 835 | 37 | 665.002
2022 | 10 | LS1 | DUSK TO DAWN | LED | 67W LED Post Top, DTD | 824 | 139 | 3152.107
2022 | 10 | LS1 | DUSK TO DAWN | LED | 99W LED Post Top, DTD | 825 | 66 | 1124.003
2022 | 10 | LS1 | DUSK TO DAWN | MH | 1000W MH Flood, DTD | 558 | 752 | 93.154
2022 | 10 | LS1 | DUSK TO DAWN | MH | 1000W MH Shoebox, DTD | 576 | 616 | 140.266
2022 | 10 | LS1 | DUSK TO DAWN | MH | 150W MH General PT, DTD | 701 | 7 | 1
2022 | 10 | LS1 | DUSK TO DAWN | MH | 150W MH Salem PT, DTD | 700 | 17 | 23
2022 | 10 | LS1 | DUSK TO DAWN | MH | 150W MH Shoebox, DTD | 702 | 3 | 0
2022 | 10 | LS1 | DUSK TO DAWN | MH | 175W MH General PT, DTD | 574 | 46 | 93.608
2022 | 10 | LS1 | DUSK TO DAWN | MH | 175W MH Salem PT, DTD | 575 | 64 | 175.931
2022 | 10 | LS1 | DUSK TO DAWN | MH | 175W MH Shoebox, DTD | 564 | 3 | 0
2022 | 10 | LS1 | DUSK TO DAWN | MH | 350W MH Cobra, DTD | 704 | 40 | 2
2022 | 10 | LS1 | DUSK TO DAWN | MH | 350W MH Flood, DTD | 705 | 42 | 8.862
2022 | 10 | LS1 | DUSK TO DAWN | MH | 350W MH Shoebox, DTD | 703 | 82 | 18.227
2022 | 10 | LS1 | DUSK TO DAWN | MH | 400W MH Cobra, DTD | 520 | 208 | 24.511
2022 | 10 | LS1 | DUSK TO DAWN | MH | 400W MH Flood, DTD | 556 | 479 | 115.025
2022 | 10 | LS1 | DUSK TO DAWN | MH | 400W MH Shoebox, DTD | 554 | 538 | 109
2022 | 10 | LS1 | ENERGY | METERED | Electric Rate Category Facts | FAC | 224
2022 | 10 | LS1 | ENERGY | UNMETERED | Electric Rate Category Facts | FAC | 39871
2022 | 10 | LS1 | MISC | BRACKET | PT Bracket | 569 | 43 | 280.001
2022 | 10 | LS1 | MISC | TIMER | Timer | 563 | 9 | 10
2022 | 10 | LS1 | POLE | OH | 30 ft Wood, OH | 425 | 33 | 28
2022 | 10 | LS1 | POLE | OH | 30 ft Wood, OH | 626 | 11229 | 16244.618
2022 | 10 | LS1 | POLE | OH | 35 ft Concrete, OH | 637 | 1231 | 4505.173
2022 | 10 | LS1 | POLE | OH | 35 ft Wood, OH | 627 | 6725 | 18739.422
2022 | 10 | LS1 | POLE | OH | 40/45 ft Wood, OH | 597 | 744 | 1665.91
2022 | 10 | LS1 | POLE | OH | 40/45 ft Concrete, OH | 594 | 304 | 1093.919
2022 | 10 | LS1 | POLE | UG | Existing Pole, UG | 641 | 14 | 33
2022 | 10 | LS1 | POLE | UG | 10 ft PT AL , DB UG | 422 | 28 | 87
2022 | 10 | LS1 | POLE | UG | 23 ft Concrete Round, DB UG | 523 | 8 | 111
2022 | 10 | LS1 | POLE | UG | 25/30 ft Concrete, UG | 595 | 79 | 372.699
2022 | 10 | LS1 | POLE | UG | 27 ft AL , DB UG | 616 | 18 | 718.585
2022 | 10 | LS1 | POLE | UG | 28 ft AL , DB UG | 615 | 19 | 2457.725
2022 | 10 | LS1 | POLE | UG | 30 ft AB Steel , UG | 589 | 8 | 126
2022 | 10 | LS1 | POLE | UG | 35 ft Concrete (150 W), DB UG | 612 | 593 | 4194.466
2022 | 10 | LS1 | POLE | UG | 35 ft Concrete (70-100W),DB UG | 607 | 1198 | 30660.266
2022 | 10 | LS1 | POLE | UG | 35 ft Concrete, DB UG | 588 | 1213 | 13693.691
2022 | 10 | LS1 | POLE | UG | 35 ft Concrete(250-400W),DB UG | 614 | 513 | 3766.408
2022 | 10 | LS1 | POLE | UG | 35ft Conc Tall Waterford,DB UG | 591 | 110 | 1405.922
2022 | 10 | LS1 | POLE | UG | 37 ft AL , DB UG | 622 | 5 | 339.618
2022 | 10 | LS1 | POLE | UG | 38 ft AL , DB UG | 623 | 8 | 155.005
2022 | 10 | LS1 | POLE | UG | 45 ft Concrete, DB UG | 596 | 186 | 1571.672
2022 | 10 | LS1 | POLE | UG | Capitol PT, 16 ft AL, DB UG | 581 | 4 | 47
2022 | 10 | LS1 | POLE | UG | Charlestn HD PT,16 ft AL,DB UG | 590 | 9 | 22.001
2022 | 10 | LS1 | POLE | UG | Charleston PT, 16 ft AL, DB UG | 586 | 663 | 18183.434
2022 | 10 | LS1 | POLE | UG | Charlstn Banr PT,16ft AL,DB UG | 585 | 15 | 116.995
2022 | 10 | LS1 | POLE | UG | Franklin PT, 16 ft Comp, DB UG | 525 | 132 | 3389.003
2022 | 10 | LS1 | POLE | UG | Heritage PT, 16 ft AL, DB UG | 580 | 17 | 140
2022 | 10 | LS1 | POLE | UG | PT, 16 ft AL, DB UG | 584 | 19 | 148
2022 | 10 | LS1 | POLE | UG | PT, 16 ft Concrete, DB UG | 599 | 2 | 48
2022 | 10 | LS1 | POLE | UG | PT, 16 ft Fiber, DB UG | 624 | 352 | 4017.58
2022 | 10 | LS1 | POLE | UG | Victorian PT,16 ft Conc, DB UG | 592 | 45 | 835.278
2022 | 10 | LS1 | POLE | UG | Waterford PT,16 ft Conc, DB UG | 583 | 40 | 522.995
2022 | 10 | LS1 | POLE | UG | Winston PT, 16 ft AL, DB UG | 593 | 560 | 5661.637
2022 | 10 | LS1 | POLE | UG | Winston PT, 16 ft Fiber, DB UG | 582 | 757 | 17022.063
2022 | 10 | LS1 | TIMED SERVICE | HPS | 100W HPS Classic PT, Timed | 530 | 1 | 0
2022 | 10 | LS1 | TIMED SERVICE | HPS | 100W HPS Cobra/Nema, Timed | 863 | 3 | 0
2022 | 10 | LS1 | TIMED SERVICE | HPS | 100W HPS Salem PT, Timed | 533 | 1 | 0
2022 | 10 | LS1 | TIMED SERVICE | HPS | 150W HPS Cobra, Timed | 864 | 5 | 1
2022 | 10 | LS1 | TIMED SERVICE | HPS | 250W HPS Cobra, Timed | 865 | 1 | 0
2022 | 10 | LS1 | TIMED SERVICE | HPS | 400W HPS Cobra, Timed | 866 | 5 | 0
2022 | 10 | LS1 | TIMED SERVICE | HPS | 400W HPS Flood, Timed | 484 | 1 | 0
2022 | 10 | LS1 | TIMED SERVICE | HPS | 400W HPS Mongoose, Timed | 869 | 2 | 0
2022 | 10 | LS1 | TIMED SERVICE | HPS | 70W HPS Cobra/Nema, Timed | 862 | 1 | 0
2022 | 10 | LS1 | TIMED SERVICE | L17 | 105W LED Roadway, Timed | 982 | 8 | 20.171
2022 | 10 | LS1 | TIMED SERVICE | L17 | 133W LED Roadway/Area, Timed | 903 | 1 | 1
2022 | 10 | LS1 | TIMED SERVICE | L17 | 182W LED Roadway, Timed | 983 | 46 | 36.992
2022 | 10 | LS1 | TIMED SERVICE | L17 | 199W LED Flood, Timed | 985 | 3 | 8
2022 | 10 | LS1 | TIMED SERVICE | L17 | 225W LED Mongoose, Timed | 987 | 3 | 1
2022 | 10 | LS1 | TIMED SERVICE | L17 | 255W LED Flood, Timed | 986 | 4 | 3
2022 | 10 | LS1 | TIMED SERVICE | L17 | 27W LED Roadway, Timed | 981 | 23 | 13.002
2022 | 10 | LS1 | TIMED SERVICE | L17 | 330W LED Area-Lighter, Timed | 984 | 7 | 46
2022 | 10 | LS1 | TIMED SERVICE | L17 | 39W LED Granville PT, Timed | 988 | 1 | 0
2022 | 10 | LS1 | TIMED SERVICE | L17 | 54W LED Salem PT, Timed | 992 | 2 | 0.993
2022 | 10 | LS1 | TIMED SERVICE | L17 | 76W LED Salem PT, Timed | 990 | 25 | 43
2022 | 10 | LS1 | TIMED SERVICE | LED | 106W LED Roadway, Timed | 841 | 1 | 4
2022 | 10 | LS1 | TIMED SERVICE | LED | 211W LED Area-Lighter, Timed | 846 | 1 | 13
2022 | 10 | LS1 | TIMED SERVICE | LED | 315W LED Area-Lighter, Timed | 847 | 3 | 1
2022 | 10 | LS1 | TIMED SERVICE | LED | 56W LED Roadway, Timed | 848 | 2 | 1
2022 | 10 | LS1 | TIMED SERVICE | LED | 67W LED Post Top, Timed | 844 | 1 | 4
2022 | 10 | LS1 | TIMED SERVICE | MH | 1000W MH Flood, Timed | 578 | 8 | 0
2022 | 10 | LS1 | TIMED SERVICE | MH | 1000W MH Shoebox, Timed | 577 | 7 | 2
2022 | 10 | LS1 | TIMED SERVICE | MH | 175W MH General PT, Timed | 548 | 1 | 0
2022 | 10 | LS1 | TIMED SERVICE | MH | 175W MH Salem PT, Timed | 568 | 1 | 0
2022 | 10 | LS1 | TIMED SERVICE | MH | 175W MH Shoebox, Timed | 549 | 2 | 0
2022 | 10 | LS1 | TIMED SERVICE | MH | 400W MH Cobra, Timed | 522 | 1 | 0
2022 | 10 | LS1 | TIMED SERVICE | MH | 400W MH Flood, Timed | 541 | 1 | 0
2022 | 10 | LS1 | TIMED SERVICE | MH | 400W MH Shoebox, Timed | 540 | 4 | 0
2022 | 10 | LS2 | ENERGY | UNMETERED | Electric Rate Category Facts | FAC | 18
2022 | 10 | LS2 | IPV | IPV | Electric Rate Category Facts | FAC | 18
2022 | 11 | LS1 | DUSK TO DAWN | HPS | 100W HPS Classic PT, DTD | 570 | 369 | 2060.541
2022 | 11 | LS1 | DUSK TO DAWN | HPS | 100W HPS Cobra/Nema, DTD | 803 | 15082 | 2543.481
2022 | 11 | LS1 | DUSK TO DAWN | HPS | 100W HPS Colonial PT, DTD | 572 | 128 | 846.516
2022 | 11 | LS1 | DUSK TO DAWN | HPS | 100W HPS Contemporary PT, DTD | 571 | 1 | 0
2022 | 11 | LS1 | DUSK TO DAWN | HPS | 100W HPS Salem PT, DTD | 573 | 630 | 4361.724
2022 | 11 | LS1 | DUSK TO DAWN | HPS | 100W HPS Shoebox, DTD | 550 | 93 | 17.964
2022 | 11 | LS1 | DUSK TO DAWN | HPS | 150W HPS Cobra, DTD | 804 | 4586 | 930.239
2022 | 11 | LS1 | DUSK TO DAWN | HPS | 250W HPS Cobra, DTD | 805 | 3357 | 960.838
2022 | 11 | LS1 | DUSK TO DAWN | HPS | 250W HPS Flood, DTD | 468 | 542 | 130.453
2022 | 11 | LS1 | DUSK TO DAWN | HPS | 250W HPS Shoebox, DTD | 566 | 99 | 15.394
2022 | 11 | LS1 | DUSK TO DAWN | HPS | 400W HPS Cobra, DTD | 806 | 3264 | 719.289
2022 | 11 | LS1 | DUSK TO DAWN | HPS | 400W HPS Flood, DTD | 478 | 858 | 273.446
2022 | 11 | LS1 | DUSK TO DAWN | HPS | 400W HPS Mongoose, DTD | 809 | 75 | 37.094
2022 | 11 | LS1 | DUSK TO DAWN | HPS | 400W HPS Shoebox, DTD | 552 | 116 | 38.826
2022 | 11 | LS1 | DUSK TO DAWN | HPS | 50W HPS Cobra, DTD | 800 | 4253 | 539.446
2022 | 11 | LS1 | DUSK TO DAWN | HPS | 50W HPS PT, DTD | 509 | 47 | 1
2022 | 11 | LS1 | DUSK TO DAWN | HPS | 70W HPS Coach PT, DTD | 810 | 318 | 120.363
2022 | 11 | LS1 | DUSK TO DAWN | HPS | 70W HPS Cobra/Nema, DTD | 802 | 7285 | 928.451
2022 | 11 | LS1 | DUSK TO DAWN | INC | 800W INC Ybor Archway, DTD-280 | 669 | 1 | 24
2022 | 11 | LS1 | DUSK TO DAWN | L17 | 105W LED Roadway, DTD | 926 | 4783 | 15023.94
2022 | 11 | LS1 | DUSK TO DAWN | L17 | 133W LED Roadway/Area, DTD | 932 | 370 | 2184.656
2022 | 11 | LS1 | DUSK TO DAWN | L17 | 143W LED Area-Lighter, DTD | 935 | 18 | 104
2022 | 11 | LS1 | DUSK TO DAWN | L17 | 145W LED Roadway, DTD | 937 | 3265 | 17204.162
2022 | 11 | LS1 | DUSK TO DAWN | L17 | 182W LED Roadway, DTD | 941 | 3478 | 14339.962
2022 | 11 | LS1 | DUSK TO DAWN | L17 | 199W LED Flood, DTD | 951 | 1502 | 3130.019
2022 | 11 | LS1 | DUSK TO DAWN | L17 | 225W LED Mongoose, DTD | 956 | 127 | 607.523
2022 | 11 | LS1 | DUSK TO DAWN | L17 | 247W LED Area-Lighter, DTD | 945 | 578 | 4159.264
2022 | 11 | LS1 | DUSK TO DAWN | L17 | 255W LED Flood, DTD | 953 | 590 | 1243.011
2022 | 11 | LS1 | DUSK TO DAWN | L17 | 26W LED Granville PT, DTD | 965 | 356 | 4300.088
2022 | 11 | LS1 | DUSK TO DAWN | L17 | 27W LED Roadway, DTD | 912 | 9952 | 14867.856
2022 | 11 | LS1 | DUSK TO DAWN | L17 | 330W LED Area-Lighter, DTD | 947 | 609 | 2387.781
2022 | 11 | LS1 | DUSK TO DAWN | L17 | 333W LED Mongoose, DTD | 958 | 20 | 51
2022 | 11 | LS1 | DUSK TO DAWN | L17 | 39W LED Enh Granv PT, DTD | 968 | 149 | 1594.254
2022 | 11 | LS1 | DUSK TO DAWN | L17 | 39W LED Granville PT, DTD | 967 | 434 | 6462.2
2022 | 11 | LS1 | DUSK TO DAWN | L17 | 47W LED Roadway , DTD | 914 | 15191 | 89947.541
2022 | 11 | LS1 | DUSK TO DAWN | L17 | 55W LED Salem PT, DTD | 971 | 1069 | 20652.555
2022 | 11 | LS1 | DUSK TO DAWN | L17 | 60W LED Enh Granv PT, DTD | 973 | 12 | 59.002
2022 | 11 | LS1 | DUSK TO DAWN | L17 | 60W LED Granville PT, DTD | 972 | 34 | 548.277
2022 | 11 | LS1 | DUSK TO DAWN | L17 | 76W LED Salem PT, DTD | 975 | 351 | 3927.398
2022 | 11 | LS1 | DUSK TO DAWN | L17 | 88W LED Roadway/Area, DTD | 921 | 142 | 2253.574
2022 | 11 | LS1 | DUSK TO DAWN | LED | 100W LED Classic PT, DTD-35 | 836 | 15 | 190.003
2022 | 11 | LS1 | DUSK TO DAWN | LED | 106W LED Roadway, DTD | 821 | 21 | 23.992
2022 | 11 | LS1 | DUSK TO DAWN | LED | 107W LED Roadway, DTD | 820 | 297 | 2366.686
2022 | 11 | LS1 | DUSK TO DAWN | LED | 152W LED, Area-Lighter, DTD-53 | 830 | 44 | 171.056
2022 | 11 | LS1 | DUSK TO DAWN | LED | 157W LED Roadway, DTD-55 | 829 | 146 | 442.997
2022 | 11 | LS1 | DUSK TO DAWN | LED | 196W LED Roadway, DTD | 822 | 19 | 33.001
2022 | 11 | LS1 | DUSK TO DAWN | LED | 211W LED Area-Lighter, DTD | 826 | 121 | 704.383
2022 | 11 | LS1 | DUSK TO DAWN | LED | 213W LED Roadway, DTD | 823 | 243 | 2182.587
2022 | 11 | LS1 | DUSK TO DAWN | LED | 238W LED, Flood, DTD-83 | 831 | 106 | 219.346
2022 | 11 | LS1 | DUSK TO DAWN | LED | 245W LED, Mongoose, DTD-86 | 833 | 13 | 57.207
2022 | 11 | LS1 | DUSK TO DAWN | LED | 315W LED Area-Lighter, DTD | 827 | 631 | 5759.787
2022 | 11 | LS1 | DUSK TO DAWN | LED | 328W LED, Mongoose, DTD-115 | 834 | 15 | 19
2022 | 11 | LS1 | DUSK TO DAWN | LED | 359W LED, Flood, DTD-126 | 832 | 422 | 1290.62
2022 | 11 | LS1 | DUSK TO DAWN | LED | 56W LED Roadway, DTD-20 | 828 | 607 | 1519.691
2022 | 11 | LS1 | DUSK TO DAWN | LED | 60W LED Classic PT, DTD-21 | 835 | 37 | 665.002
2022 | 11 | LS1 | DUSK TO DAWN | LED | 67W LED Post Top, DTD | 824 | 138 | 3152.001
2022 | 11 | LS1 | DUSK TO DAWN | LED | 99W LED Post Top, DTD | 825 | 66 | 1124
2022 | 11 | LS1 | DUSK TO DAWN | MH | 1000W MH Flood, DTD | 558 | 751 | 84.862
2022 | 11 | LS1 | DUSK TO DAWN | MH | 1000W MH Shoebox, DTD | 576 | 614 | 132.711
2022 | 11 | LS1 | DUSK TO DAWN | MH | 150W MH General PT, DTD | 701 | 7 | 1
2022 | 11 | LS1 | DUSK TO DAWN | MH | 150W MH Salem PT, DTD | 700 | 17 | 21.773
2022 | 11 | LS1 | DUSK TO DAWN | MH | 150W MH Shoebox, DTD | 702 | 3 | 0
2022 | 11 | LS1 | DUSK TO DAWN | MH | 175W MH General PT, DTD | 574 | 46 | 91.993
2022 | 11 | LS1 | DUSK TO DAWN | MH | 175W MH Salem PT, DTD | 575 | 65 | 174.323
2022 | 11 | LS1 | DUSK TO DAWN | MH | 175W MH Shoebox, DTD | 564 | 3 | 0
2022 | 11 | LS1 | DUSK TO DAWN | MH | 350W MH Cobra, DTD | 704 | 40 | 2
2022 | 11 | LS1 | DUSK TO DAWN | MH | 350W MH Flood, DTD | 705 | 42 | 8
2022 | 11 | LS1 | DUSK TO DAWN | MH | 350W MH Shoebox, DTD | 703 | 82 | 16.13
2022 | 11 | LS1 | DUSK TO DAWN | MH | 400W MH Cobra, DTD | 520 | 208 | 16.309
2022 | 11 | LS1 | DUSK TO DAWN | MH | 400W MH Flood, DTD | 556 | 479 | 105.767
2022 | 11 | LS1 | DUSK TO DAWN | MH | 400W MH Shoebox, DTD | 554 | 538 | 105.289
2022 | 11 | LS1 | ENERGY | METERED | Electric Rate Category Facts | FAC | 219
2022 | 11 | LS1 | ENERGY | UNMETERED | Electric Rate Category Facts | FAC | 39851
2022 | 11 | LS1 | MISC | BRACKET | PT Bracket | 569 | 43 | 280
2022 | 11 | LS1 | MISC | TIMER | Timer | 563 | 9 | 10
2022 | 11 | LS1 | POLE | OH | 30 ft Wood, OH | 425 | 33 | 27.758
2022 | 11 | LS1 | POLE | OH | 30 ft Wood, OH | 626 | 11228 | 16114.434
2022 | 11 | LS1 | POLE | OH | 35 ft Concrete, OH | 637 | 1231 | 4456.753
2022 | 11 | LS1 | POLE | OH | 35 ft Wood, OH | 627 | 6731 | 18656.622
2022 | 11 | LS1 | POLE | OH | 40/45 ft Wood, OH | 597 | 743 | 1654.899
2022 | 11 | LS1 | POLE | OH | 40/45 ft Concrete, OH | 594 | 303 | 1087.274
2022 | 11 | LS1 | POLE | UG | Existing Pole, UG | 641 | 14 | 32.998
2022 | 11 | LS1 | POLE | UG | 10 ft PT AL , DB UG | 422 | 26 | 84
2022 | 11 | LS1 | POLE | UG | 23 ft Concrete Round, DB UG | 523 | 8 | 111
2022 | 11 | LS1 | POLE | UG | 25/30 ft Concrete, UG | 595 | 79 | 378.997
2022 | 11 | LS1 | POLE | UG | 27 ft AL , DB UG | 616 | 18 | 719.863
2022 | 11 | LS1 | POLE | UG | 28 ft AL , DB UG | 615 | 19 | 2433.001
2022 | 11 | LS1 | POLE | UG | 30 ft AB Steel , UG | 589 | 8 | 126
2022 | 11 | LS1 | POLE | UG | 35 ft Concrete (150 W), DB UG | 612 | 594 | 4155.483
2022 | 11 | LS1 | POLE | UG | 35 ft Concrete (70-100W),DB UG | 607 | 1198 | 30345.618
2022 | 11 | LS1 | POLE | UG | 35 ft Concrete, DB UG | 588 | 1214 | 13730.784
2022 | 11 | LS1 | POLE | UG | 35 ft Concrete(250-400W),DB UG | 614 | 512 | 3761.513
2022 | 11 | LS1 | POLE | UG | 35ft Conc Tall Waterford,DB UG | 591 | 110 | 1423.381
2022 | 11 | LS1 | POLE | UG | 37 ft AL , DB UG | 622 | 5 | 338.994
2022 | 11 | LS1 | POLE | UG | 38 ft AL , DB UG | 623 | 8 | 155.005
2022 | 11 | LS1 | POLE | UG | 45 ft Concrete, DB UG | 596 | 186 | 1584.911
2022 | 11 | LS1 | POLE | UG | Capitol PT, 16 ft AL, DB UG | 581 | 4 | 47
2022 | 11 | LS1 | POLE | UG | Charlestn HD PT,16 ft AL,DB UG | 590 | 9 | 22
2022 | 11 | LS1 | POLE | UG | Charleston PT, 16 ft AL, DB UG | 586 | 661 | 18252.851
2022 | 11 | LS1 | POLE | UG | Charlstn Banr PT,16ft AL,DB UG | 585 | 14 | 116.995
2022 | 11 | LS1 | POLE | UG | Franklin PT, 16 ft Comp, DB UG | 525 | 133 | 3389.003
2022 | 11 | LS1 | POLE | UG | Heritage PT, 16 ft AL, DB UG | 580 | 17 | 140
2022 | 11 | LS1 | POLE | UG | PT, 16 ft AL, DB UG | 584 | 19 | 148
2022 | 11 | LS1 | POLE | UG | PT, 16 ft Concrete, DB UG | 599 | 2 | 48
2022 | 11 | LS1 | POLE | UG | PT, 16 ft Fiber, DB UG | 624 | 351 | 4001.143
2022 | 11 | LS1 | POLE | UG | Victorian PT,16 ft Conc, DB UG | 592 | 45 | 855.001
2022 | 11 | LS1 | POLE | UG | Waterford PT,16 ft Conc, DB UG | 583 | 40 | 522.099
2022 | 11 | LS1 | POLE | UG | Winston PT, 16 ft AL, DB UG | 593 | 583 | 5709.523
2022 | 11 | LS1 | POLE | UG | Winston PT, 16 ft Fiber, DB UG | 582 | 761 | 17015.506
2022 | 11 | LS1 | TIMED SERVICE | HPS | 100W HPS Classic PT, Timed | 530 | 1 | 0
2022 | 11 | LS1 | TIMED SERVICE | HPS | 100W HPS Cobra/Nema, Timed | 863 | 3 | 0
2022 | 11 | LS1 | TIMED SERVICE | HPS | 100W HPS Salem PT, Timed | 533 | 1 | 0
2022 | 11 | LS1 | TIMED SERVICE | HPS | 150W HPS Cobra, Timed | 864 | 5 | 1
2022 | 11 | LS1 | TIMED SERVICE | HPS | 250W HPS Cobra, Timed | 865 | 1 | 0
2022 | 11 | LS1 | TIMED SERVICE | HPS | 400W HPS Cobra, Timed | 866 | 5 | 0
2022 | 11 | LS1 | TIMED SERVICE | HPS | 400W HPS Flood, Timed | 484 | 1 | 0
2022 | 11 | LS1 | TIMED SERVICE | HPS | 400W HPS Mongoose, Timed | 869 | 2 | 0
2022 | 11 | LS1 | TIMED SERVICE | HPS | 70W HPS Cobra/Nema, Timed | 862 | 1 | 0
2022 | 11 | LS1 | TIMED SERVICE | L17 | 105W LED Roadway, Timed | 982 | 8 | 23.001
2022 | 11 | LS1 | TIMED SERVICE | L17 | 133W LED Roadway/Area, Timed | 903 | 1 | 1
2022 | 11 | LS1 | TIMED SERVICE | L17 | 182W LED Roadway, Timed | 983 | 46 | 36.996
2022 | 11 | LS1 | TIMED SERVICE | L17 | 199W LED Flood, Timed | 985 | 3 | 8
2022 | 11 | LS1 | TIMED SERVICE | L17 | 225W LED Mongoose, Timed | 987 | 3 | 1
2022 | 11 | LS1 | TIMED SERVICE | L17 | 255W LED Flood, Timed | 986 | 4 | 3
2022 | 11 | LS1 | TIMED SERVICE | L17 | 27W LED Roadway, Timed | 981 | 23 | 13.001
2022 | 11 | LS1 | TIMED SERVICE | L17 | 330W LED Area-Lighter, Timed | 984 | 7 | 46
2022 | 11 | LS1 | TIMED SERVICE | L17 | 39W LED Granville PT, Timed | 988 | 1 | 0
2022 | 11 | LS1 | TIMED SERVICE | L17 | 54W LED Salem PT, Timed | 992 | 2 | 0.996
2022 | 11 | LS1 | TIMED SERVICE | L17 | 76W LED Salem PT, Timed | 990 | 25 | 43.001
2022 | 11 | LS1 | TIMED SERVICE | LED | 106W LED Roadway, Timed | 841 | 1 | 4
2022 | 11 | LS1 | TIMED SERVICE | LED | 211W LED Area-Lighter, Timed | 846 | 1 | 13
2022 | 11 | LS1 | TIMED SERVICE | LED | 315W LED Area-Lighter, Timed | 847 | 3 | 1
2022 | 11 | LS1 | TIMED SERVICE | LED | 56W LED Roadway, Timed | 848 | 2 | 1
2022 | 11 | LS1 | TIMED SERVICE | LED | 67W LED Post Top, Timed | 844 | 1 | 4
2022 | 11 | LS1 | TIMED SERVICE | MH | 1000W MH Flood, Timed | 578 | 8 | 0
2022 | 11 | LS1 | TIMED SERVICE | MH | 1000W MH Shoebox, Timed | 577 | 7 | 2
2022 | 11 | LS1 | TIMED SERVICE | MH | 175W MH General PT, Timed | 548 | 1 | 0
2022 | 11 | LS1 | TIMED SERVICE | MH | 175W MH Salem PT, Timed | 568 | 1 | 0
2022 | 11 | LS1 | TIMED SERVICE | MH | 175W MH Shoebox, Timed | 549 | 2 | 0
2022 | 11 | LS1 | TIMED SERVICE | MH | 400W MH Cobra, Timed | 522 | 1 | 0
2022 | 11 | LS1 | TIMED SERVICE | MH | 400W MH Flood, Timed | 541 | 1 | 0
2022 | 11 | LS1 | TIMED SERVICE | MH | 400W MH Shoebox, Timed | 540 | 4 | 0
2022 | 11 | LS2 | ENERGY | UNMETERED | Electric Rate Category Facts | FAC | 22
2022 | 11 | LS2 | IPV | IPV | Electric Rate Category Facts | FAC | 22
2022 | 12 | LS1 | DUSK TO DAWN | HPS | 100W HPS Classic PT, DTD | 570 | 349 | 2027.304
2022 | 12 | LS1 | DUSK TO DAWN | HPS | 100W HPS Cobra/Nema, DTD | 803 | 15056 | 2372.815
2022 | 12 | LS1 | DUSK TO DAWN | HPS | 100W HPS Colonial PT, DTD | 572 | 127 | 831.678
2022 | 12 | LS1 | DUSK TO DAWN | HPS | 100W HPS Contemporary PT, DTD | 571 | 1 | 0
2022 | 12 | LS1 | DUSK TO DAWN | HPS | 100W HPS Salem PT, DTD | 573 | 631 | 4295.66
2022 | 12 | LS1 | DUSK TO DAWN | HPS | 100W HPS Shoebox, DTD | 550 | 93 | 17.001
2022 | 12 | LS1 | DUSK TO DAWN | HPS | 150W HPS Cobra, DTD | 804 | 4576 | 896.304
2022 | 12 | LS1 | DUSK TO DAWN | HPS | 250W HPS Cobra, DTD | 805 | 3357 | 917.051
2022 | 12 | LS1 | DUSK TO DAWN | HPS | 250W HPS Flood, DTD | 468 | 540 | 123.271
2022 | 12 | LS1 | DUSK TO DAWN | HPS | 250W HPS Shoebox, DTD | 566 | 99 | 15.192
2022 | 12 | LS1 | DUSK TO DAWN | HPS | 400W HPS Cobra, DTD | 806 | 3260 | 670.953
2022 | 12 | LS1 | DUSK TO DAWN | HPS | 400W HPS Flood, DTD | 478 | 862 | 255.332
2022 | 12 | LS1 | DUSK TO DAWN | HPS | 400W HPS Mongoose, DTD | 809 | 75 | 37.003
2022 | 12 | LS1 | DUSK TO DAWN | HPS | 400W HPS Shoebox, DTD | 552 | 118 | 38.95
2022 | 12 | LS1 | DUSK TO DAWN | HPS | 50W HPS Cobra, DTD | 800 | 4246 | 482.145
2022 | 12 | LS1 | DUSK TO DAWN | HPS | 50W HPS PT, DTD | 509 | 47 | 1
2022 | 12 | LS1 | DUSK TO DAWN | HPS | 70W HPS Coach PT, DTD | 810 | 318 | 118.725
2022 | 12 | LS1 | DUSK TO DAWN | HPS | 70W HPS Cobra/Nema, DTD | 802 | 7273 | 902.529
2022 | 12 | LS1 | DUSK TO DAWN | INC | 800W INC Ybor Archway, DTD-280 | 669 | 1 | 24
2022 | 12 | LS1 | DUSK TO DAWN | L17 | 105W LED Roadway, DTD | 926 | 4787 | 15002.345
2022 | 12 | LS1 | DUSK TO DAWN | L17 | 133W LED Roadway/Area, DTD | 932 | 372 | 2186.136
2022 | 12 | LS1 | DUSK TO DAWN | L17 | 143W LED Area-Lighter, DTD | 935 | 18 | 104
2022 | 12 | LS1 | DUSK TO DAWN | L17 | 145W LED Roadway, DTD | 937 | 3272 | 17245.234
2022 | 12 | LS1 | DUSK TO DAWN | L17 | 182W LED Roadway, DTD | 941 | 3485 | 14352.583
2022 | 12 | LS1 | DUSK TO DAWN | L17 | 199W LED Flood, DTD | 951 | 1512 | 3153.245
2022 | 12 | LS1 | DUSK TO DAWN | L17 | 225W LED Mongoose, DTD | 956 | 129 | 613.521
2022 | 12 | LS1 | DUSK TO DAWN | L17 | 247W LED Area-Lighter, DTD | 945 | 580 | 4208.967
2022 | 12 | LS1 | DUSK TO DAWN | L17 | 255W LED Flood, DTD | 953 | 590 | 1235.745
2022 | 12 | LS1 | DUSK TO DAWN | L17 | 26W LED Granville PT, DTD | 965 | 352 | 4251.741
2022 | 12 | LS1 | DUSK TO DAWN | L17 | 27W LED Roadway, DTD | 912 | 9962 | 14837.802
2022 | 12 | LS1 | DUSK TO DAWN | L17 | 330W LED Area-Lighter, DTD | 947 | 620 | 2393.614
2022 | 12 | LS1 | DUSK TO DAWN | L17 | 333W LED Mongoose, DTD | 958 | 20 | 51.002
2022 | 12 | LS1 | DUSK TO DAWN | L17 | 39W LED Enh Granv PT, DTD | 968 | 150 | 1640.629
2022 | 12 | LS1 | DUSK TO DAWN | L17 | 39W LED Granville PT, DTD | 967 | 413 | 6457.088
2022 | 12 | LS1 | DUSK TO DAWN | L17 | 47W LED Roadway , DTD | 914 | 15203 | 89965.729
2022 | 12 | LS1 | DUSK TO DAWN | L17 | 55W LED Salem PT, DTD | 971 | 1073 | 20866.583
2022 | 12 | LS1 | DUSK TO DAWN | L17 | 60W LED Enh Granv PT, DTD | 973 | 13 | 59.091
2022 | 12 | LS1 | DUSK TO DAWN | L17 | 60W LED Granville PT, DTD | 972 | 34 | 551.999
2022 | 12 | LS1 | DUSK TO DAWN | L17 | 76W LED Salem PT, DTD | 975 | 351 | 3926.214
2022 | 12 | LS1 | DUSK TO DAWN | L17 | 88W LED Roadway/Area, DTD | 921 | 139 | 2254.012
2022 | 12 | LS1 | DUSK TO DAWN | LED | 100W LED Classic PT, DTD-35 | 836 | 15 | 178.377
2022 | 12 | LS1 | DUSK TO DAWN | LED | 106W LED Roadway, DTD | 821 | 21 | 24.004
2022 | 12 | LS1 | DUSK TO DAWN | LED | 107W LED Roadway, DTD | 820 | 296 | 2349.527
2022 | 12 | LS1 | DUSK TO DAWN | LED | 152W LED, Area-Lighter, DTD-53 | 830 | 44 | 188
2022 | 12 | LS1 | DUSK TO DAWN | LED | 157W LED Roadway, DTD-55 | 829 | 146 | 441.829
2022 | 12 | LS1 | DUSK TO DAWN | LED | 196W LED Roadway, DTD | 822 | 19 | 33.007
2022 | 12 | LS1 | DUSK TO DAWN | LED | 211W LED Area-Lighter, DTD | 826 | 121 | 703.005
2022 | 12 | LS1 | DUSK TO DAWN | LED | 213W LED Roadway, DTD | 823 | 243 | 2117.799
2022 | 12 | LS1 | DUSK TO DAWN | LED | 238W LED, Flood, DTD-83 | 831 | 107 | 219.423
2022 | 12 | LS1 | DUSK TO DAWN | LED | 245W LED, Mongoose, DTD-86 | 833 | 13 | 57.002
2022 | 12 | LS1 | DUSK TO DAWN | LED | 315W LED Area-Lighter, DTD | 827 | 631 | 5738.173
2022 | 12 | LS1 | DUSK TO DAWN | LED | 328W LED, Mongoose, DTD-115 | 834 | 15 | 19
2022 | 12 | LS1 | DUSK TO DAWN | LED | 359W LED, Flood, DTD-126 | 832 | 420 | 1288.857
2022 | 12 | LS1 | DUSK TO DAWN | LED | 56W LED Roadway, DTD-20 | 828 | 606 | 1513.574
2022 | 12 | LS1 | DUSK TO DAWN | LED | 60W LED Classic PT, DTD-21 | 835 | 37 | 663.4
2022 | 12 | LS1 | DUSK TO DAWN | LED | 67W LED Post Top, DTD | 824 | 137 | 3151.568
2022 | 12 | LS1 | DUSK TO DAWN | LED | 99W LED Post Top, DTD | 825 | 66 | 1123.105
2022 | 12 | LS1 | DUSK TO DAWN | MH | 1000W MH Flood, DTD | 558 | 748 | 82.492
2022 | 12 | LS1 | DUSK TO DAWN | MH | 1000W MH Shoebox, DTD | 576 | 614 | 125.152
2022 | 12 | LS1 | DUSK TO DAWN | MH | 150W MH General PT, DTD | 701 | 7 | 1
2022 | 12 | LS1 | DUSK TO DAWN | MH | 150W MH Salem PT, DTD | 700 | 17 | 20.097
2022 | 12 | LS1 | DUSK TO DAWN | MH | 150W MH Shoebox, DTD | 702 | 3 | 0
2022 | 12 | LS1 | DUSK TO DAWN | MH | 175W MH General PT, DTD | 574 | 45 | 91.785
2022 | 12 | LS1 | DUSK TO DAWN | MH | 175W MH Salem PT, DTD | 575 | 65 | 170.831
2022 | 12 | LS1 | DUSK TO DAWN | MH | 175W MH Shoebox, DTD | 564 | 3 | 0
2022 | 12 | LS1 | DUSK TO DAWN | MH | 350W MH Cobra, DTD | 704 | 40 | 2
2022 | 12 | LS1 | DUSK TO DAWN | MH | 350W MH Flood, DTD | 705 | 42 | 8
2022 | 12 | LS1 | DUSK TO DAWN | MH | 350W MH Shoebox, DTD | 703 | 82 | 15.004
2022 | 12 | LS1 | DUSK TO DAWN | MH | 400W MH Cobra, DTD | 520 | 208 | 15
2022 | 12 | LS1 | DUSK TO DAWN | MH | 400W MH Flood, DTD | 556 | 481 | 101.792
2022 | 12 | LS1 | DUSK TO DAWN | MH | 400W MH Shoebox, DTD | 554 | 538 | 93.406
2022 | 12 | LS1 | ENERGY | METERED | Electric Rate Category Facts | FAC | 215
2022 | 12 | LS1 | ENERGY | UNMETERED | Electric Rate Category Facts | FAC | 39790
2022 | 12 | LS1 | MISC | BRACKET | PT Bracket | 569 | 43 | 280
2022 | 12 | LS1 | MISC | TIMER | Timer | 563 | 9 | 10
2022 | 12 | LS1 | POLE | OH | 30 ft Wood, OH | 425 | 33 | 27
2022 | 12 | LS1 | POLE | OH | 30 ft Wood, OH | 626 | 11208 | 16022.389
2022 | 12 | LS1 | POLE | OH | 35 ft Concrete, OH | 637 | 1233 | 4475.555
2022 | 12 | LS1 | POLE | OH | 35 ft Wood, OH | 627 | 6748 | 18614.7
2022 | 12 | LS1 | POLE | OH | 40/45 ft Wood, OH | 597 | 743 | 1648.107
2022 | 12 | LS1 | POLE | OH | 40/45 ft Concrete, OH | 594 | 303 | 1094.812
2022 | 12 | LS1 | POLE | UG | Existing Pole, UG | 641 | 14 | 33.008
2022 | 12 | LS1 | POLE | UG | 10 ft PT AL , DB UG | 422 | 27 | 84.2
2022 | 12 | LS1 | POLE | UG | 23 ft Concrete Round, DB UG | 523 | 8 | 111.002
2022 | 12 | LS1 | POLE | UG | 25/30 ft Concrete, UG | 595 | 79 | 374
2022 | 12 | LS1 | POLE | UG | 27 ft AL , DB UG | 616 | 18 | 717.438
2022 | 12 | LS1 | POLE | UG | 28 ft AL , DB UG | 615 | 19 | 2434.029
2022 | 12 | LS1 | POLE | UG | 30 ft AB Steel , UG | 589 | 8 | 126
2022 | 12 | LS1 | POLE | UG | 35 ft Concrete (150 W), DB UG | 612 | 594 | 4143.965
2022 | 12 | LS1 | POLE | UG | 35 ft Concrete (70-100W),DB UG | 607 | 1198 | 30321.561
2022 | 12 | LS1 | POLE | UG | 35 ft Concrete, DB UG | 588 | 1218 | 13763.483
2022 | 12 | LS1 | POLE | UG | 35 ft Concrete(250-400W),DB UG | 614 | 512 | 3762.702
2022 | 12 | LS1 | POLE | UG | 35ft Conc Tall Waterford,DB UG | 591 | 110 | 1424.011
2022 | 12 | LS1 | POLE | UG | 37 ft AL , DB UG | 622 | 5 | 339.009
2022 | 12 | LS1 | POLE | UG | 38 ft AL , DB UG | 623 | 8 | 155.875
2022 | 12 | LS1 | POLE | UG | 45 ft Concrete, DB UG | 596 | 186 | 1599.004
2022 | 12 | LS1 | POLE | UG | Capitol PT, 16 ft AL, DB UG | 581 | 4 | 47.003
2022 | 12 | LS1 | POLE | UG | Charlestn HD PT,16 ft AL,DB UG | 590 | 9 | 22
2022 | 12 | LS1 | POLE | UG | Charleston PT, 16 ft AL, DB UG | 586 | 639 | 18360.948
2022 | 12 | LS1 | POLE | UG | Charlstn Banr PT,16ft AL,DB UG | 585 | 13 | 117
2022 | 12 | LS1 | POLE | UG | Franklin PT, 16 ft Comp, DB UG | 525 | 133 | 3389
2022 | 12 | LS1 | POLE | UG | Heritage PT, 16 ft AL, DB UG | 580 | 17 | 140
2022 | 12 | LS1 | POLE | UG | PT, 16 ft AL, DB UG | 584 | 19 | 148.002
2022 | 12 | LS1 | POLE | UG | PT, 16 ft Concrete, DB UG | 599 | 2 | 48
2022 | 12 | LS1 | POLE | UG | PT, 16 ft Fiber, DB UG | 624 | 352 | 3986.041
2022 | 12 | LS1 | POLE | UG | Victorian PT,16 ft Conc, DB UG | 592 | 46 | 877.998
2022 | 12 | LS1 | POLE | UG | Waterford PT,16 ft Conc, DB UG | 583 | 40 | 522.004
2022 | 12 | LS1 | POLE | UG | Winston PT, 16 ft AL, DB UG | 593 | 591 | 5732.232
2022 | 12 | LS1 | POLE | UG | Winston PT, 16 ft Fiber, DB UG | 582 | 765 | 16960.774
2022 | 12 | LS1 | TIMED SERVICE | HPS | 100W HPS Classic PT, Timed | 530 | 1 | 0
2022 | 12 | LS1 | TIMED SERVICE | HPS | 100W HPS Cobra/Nema, Timed | 863 | 3 | 0
2022 | 12 | LS1 | TIMED SERVICE | HPS | 100W HPS Salem PT, Timed | 533 | 1 | 0
2022 | 12 | LS1 | TIMED SERVICE | HPS | 150W HPS Cobra, Timed | 864 | 5 | 1
2022 | 12 | LS1 | TIMED SERVICE | HPS | 250W HPS Cobra, Timed | 865 | 1 | 0
2022 | 12 | LS1 | TIMED SERVICE | HPS | 400W HPS Cobra, Timed | 866 | 5 | 0
2022 | 12 | LS1 | TIMED SERVICE | HPS | 400W HPS Flood, Timed | 484 | 1 | 0
2022 | 12 | LS1 | TIMED SERVICE | HPS | 400W HPS Mongoose, Timed | 869 | 2 | 0
2022 | 12 | LS1 | TIMED SERVICE | HPS | 70W HPS Cobra/Nema, Timed | 862 | 1 | 0
2022 | 12 | LS1 | TIMED SERVICE | L17 | 105W LED Roadway, Timed | 982 | 8 | 23.721
2022 | 12 | LS1 | TIMED SERVICE | L17 | 133W LED Roadway/Area, Timed | 903 | 1 | 1
2022 | 12 | LS1 | TIMED SERVICE | L17 | 182W LED Roadway, Timed | 983 | 46 | 37.003
2022 | 12 | LS1 | TIMED SERVICE | L17 | 199W LED Flood, Timed | 985 | 3 | 8
2022 | 12 | LS1 | TIMED SERVICE | L17 | 225W LED Mongoose, Timed | 987 | 3 | 1
2022 | 12 | LS1 | TIMED SERVICE | L17 | 255W LED Flood, Timed | 986 | 5 | 3.788
2022 | 12 | LS1 | TIMED SERVICE | L17 | 27W LED Roadway, Timed | 981 | 23 | 13.002
2022 | 12 | LS1 | TIMED SERVICE | L17 | 330W LED Area-Lighter, Timed | 984 | 7 | 46
2022 | 12 | LS1 | TIMED SERVICE | L17 | 39W LED Granville PT, Timed | 988 | 1 | 0
2022 | 12 | LS1 | TIMED SERVICE | L17 | 54W LED Salem PT, Timed | 992 | 2 | 0.5
2022 | 12 | LS1 | TIMED SERVICE | L17 | 76W LED Salem PT, Timed | 990 | 25 | 43.005
2022 | 12 | LS1 | TIMED SERVICE | LED | 106W LED Roadway, Timed | 841 | 1 | 4
2022 | 12 | LS1 | TIMED SERVICE | LED | 211W LED Area-Lighter, Timed | 846 | 1 | 13
2022 | 12 | LS1 | TIMED SERVICE | LED | 315W LED Area-Lighter, Timed | 847 | 3 | 1
2022 | 12 | LS1 | TIMED SERVICE | LED | 56W LED Roadway, Timed | 848 | 2 | 1
2022 | 12 | LS1 | TIMED SERVICE | LED | 67W LED Post Top, Timed | 844 | 1 | 4.001
2022 | 12 | LS1 | TIMED SERVICE | MH | 1000W MH Flood, Timed | 578 | 8 | 0
2022 | 12 | LS1 | TIMED SERVICE | MH | 1000W MH Shoebox, Timed | 577 | 7 | 2
2022 | 12 | LS1 | TIMED SERVICE | MH | 175W MH General PT, Timed | 548 | 1 | 0
2022 | 12 | LS1 | TIMED SERVICE | MH | 175W MH Salem PT, Timed | 568 | 1 | 0
2022 | 12 | LS1 | TIMED SERVICE | MH | 175W MH Shoebox, Timed | 549 | 2 | 0
2022 | 12 | LS1 | TIMED SERVICE | MH | 400W MH Cobra, Timed | 522 | 1 | 0
2022 | 12 | LS1 | TIMED SERVICE | MH | 400W MH Flood, Timed | 541 | 1 | 0
2022 | 12 | LS1 | TIMED SERVICE | MH | 400W MH Shoebox, Timed | 540 | 4 | 0
2022 | 12 | LS2 | ENERGY | UNMETERED | Electric Rate Category Facts | FAC | 25
2022 | 12 | LS2 | IPV | IPV | Electric Rate Category Facts | FAC | 25
Overall Result | [6 empty] | 41599 | 4713493.886